{"text_format":"1","workbook":"xlsx","n_sheets":39,"sheets":["1. Forside","2.1 Valg - Forbrugstariffer","2.2 Valg - Egenproducenter","2.3 Valg - Produktionsabon.","2.4 Valg - Omkostninger","3.1 Input - Stamoplysninger","3.2 Input - Forbrug og prod.","3.3 Input - Omkostninger","3.4 Input - Indtægter","4.1 Beregning - Mængder","4.2 Beregning - Totale omk.","4.3 Beregning - Abonnement","4.4 Beregning - Tarifelementer","4.5 Beregning - Tariffer","5.1 Kontrolark - Tjekskema","5.2 Kontrolark - Provenuberegn.","Forside Print","Provenue 1","Provenue 2","Tarifblad 1","Varsling 1","Deklaration 1","Tarifblad 2","Varsling 2","Deklaration 2","7.1 Tidsdiff. - Oversigt 50 kV","7.2 Tidsdiff. - Oversigt 10 kV","7.3 Tidsdiff. - Oversigt 0,4 kV","8.1 ENT1- Selskab og kunde-grp.","8.2 ENT2- Grundlag basistarifer","8.3 ENT3- Øvrig dokumentation","9.1 Tidsdiff. - Oversigt","9.2 Tidsdiff. - Setup","9.3 Tidsdiff. - Brugerdata","9.4 Dansk Energi - Stamdata","9.5 Beregningsteknisk skema","Ændringslog","gl værdier tarif","gl værdier abonn"],"not_rendered":{"charts":42,"images":26,"macros":1,"external_links":1,"defined_names":121,"comments":0,"pivot_tables":0},"unopened":[],"bounds":{"document_bytes":16777216,"sheet_cells":100000,"rows_first":2000,"rows_last":500,"rows_between":2000,"halvings":0,"cell_chars":16384,"cell_head_chars":4096},"cells_cut":0,"cells_raw":0,"read":"whole","date_system":"1900"}

{"sheet":"1. Forside","index":0,"n_rows":51,"n_cols":30,"rows_kept":51,"cut":false,"hidden":false,"merged":[[38,18,38,20],[39,18,39,20],[38,21,38,26]]}
[]
[]
[]
[]
[]
[null,null,null,null,null,null,null,null,null,null,null,null,null,null,null,null,null,null,null,null,null,null,null,null,null,null,null,null,null,false]
[]
[null,null,null,null,null,null,null,null,null,null,null,null,null,null,null,null,null,null,null,null,null,false]
[null,null,null,null,null,null,null,null,null,null,null,null,null,null,null,null,null,null,null,null,null,null,null,null,null,null,null,null,null,false]
[]
[]
[]
[]
[null,null,null,null,null,null,null,null,null,null,null,null,null,null,null,null,null,null,null,null,null,null,null,null,null,null,null,null,null,false]
[]
[]
[null,null,null,null,null,null,null,null,false]
[]
[]
[]
[]
[null,null,null,null,null,null,null,null,false]
[]
[]
[null,null,null,null,null,null,null,null,false]
[]
[]
[]
[]
[]
[]
[]
[]
[null,null,null,null,null,null,null,null,null,null,null,null,null,null,null,null,null,null,null,"Beregninger/resultater"]
[null,null,null,null,null,null,null,null,null,null,null,null,null,null,null,null,null,null,null,"Indtastninger"]
[null,null,null,null,null,null,null,null,null,null,null,null,null,null,null,null,null,null,null,"Ikke-anvendte celler"]
[]
[]
[null,null,null,null,null,null,null,null,null,null,null,null,null,null,null,null,null,null,"Virksomhedsnavn",null,null,"(indtast virksomhedsnavn)"]
[null,null,null,null,null,null,null,null,null,null,null,null,null,null,null,null,null,null,"Tariffer gældende fra:",null,null,"(indtast dato)"]
[]
[]
[]
[]
[]
[]
[]
[]
[]
[]
[null,null,null,null,null,null,null,null,null,null,null,null,null,null,null,null,null,null,null,null,null,null,null,null,null,null,null," "]

{"sheet":"2.1 Valg - Forbrugstariffer","index":1,"n_rows":48,"n_cols":35,"rows_kept":48,"cut":false,"hidden":false,"merged":[]}
["Valg - Forbrugstariffer"]
[]
[]
[]
[]
[]
[]
[]
[]
[]
[]
[]
[]
[]
[]
[]
[null,null,null,null,null,null,null,null,null,null,null,null,null,null,null,null,null,null,"Tarifvalg",null,"ValgA_","A 0/A (bev.)",false,"Drop down A",null,"Fravalg af tidsdiff. ",null,null,"Kombinationer","1 = kombination",null,null,"A-niveau",2,"Modificering"]
[null,{"$f":"IF(OR(AA24=0,AA25=0,AA26=0),\"FEJL - Fravalg af tidsdifferentiering i denne kombination er ikke mulig\",\"\")","v":""},null,null,null,null,null,null,null,null,null,null,null,null,null,null,null,null,"-",null,{"$f":"Valg_A1","v":3},{"$f":"IF(AH20=TRUE,1,0)","v":0},{"$f":"IF(AND(U18=2,V18=1),1,0)","v":0},"-",null,"A",{"$f":"IF(AH19=FALSE,1,0)","v":1},null,"B-",{"$f":"IF('2.1 Valg - Forbrugstariffer'!$U$31=1,1,0)","v":0},null,null,"Tarifvalg",{"$f":"IF(AI18=2,3,1)","v":3},2]
[null,null,null,null,null,null,null,null,null,null,null,null,null,null,null,null,null,null,"A",null,null,{"$f":"IF(AH21=TRUE,1,0)","v":0},{"$f":"IF(AND($U$18=3,V19=1),1,0)","v":0},"A høj/lav",null,"B",{"$f":"IF(AH26=FALSE,1,0)","v":1},null,"B+time",{"$f":"IF(AND('2.1 Valg - Forbrugstariffer'!$U$31=2,'2.1 Valg - Forbrugstariffer'!$AH$27=1,'2.1 Valg - Forbrugstariffer'!$T$36=0),1,0)","v":0},null,null,"Tidsdiff.",false]
[null,null,null,null,null,null,null,null,null,null,null,null,null,null,null,null,null,null,"A høj/lav",null,null,{"$f":"IF(AH22=TRUE,1,0)","v":0},{"$f":"IF(AND($U$18=3,V20=1),1,0)","v":0},null,null,"C",{"$f":"IF(AH34=FALSE,1,0)","v":1},null,"B+skabelon",{"$f":"IF(AND('2.1 Valg - Forbrugstariffer'!$U$31=2,'2.1 Valg - Forbrugstariffer'!$AH$27=2,'2.1 Valg - Forbrugstariffer'!$T$36=0),1,0)","v":0},null,null,"A (bev.)",false]
[null,null,null,null,null,null,null,null,null,null,null,null,null,null,null,null,null,null,"A0",null,null,{"$f":"IF(AH23=TRUE,1,0)","v":0},{"$f":"IF(AND($U$18>1,V21=1),1,0)","v":0},null,null,"All",{"$f":"SUM(AA18:AA20)","v":3},null,"B+time+skabelon",{"$f":"IF(AND('2.1 Valg - Forbrugstariffer'!$U$31=2,'2.1 Valg - Forbrugstariffer'!$AH$27=3,'2.1 Valg - Forbrugstariffer'!$T$36=0),1,0)","v":0},null,null,"A høj (bev.)",false]
[null,null,null,null,null,null,null,null,null,null,null,null,null,null,null,null,null,null,null,null,null,null,null,null,null,null,null,null,"B+time+Bn",{"$f":"IF(AND('2.1 Valg - Forbrugstariffer'!$U$31=2,'2.1 Valg - Forbrugstariffer'!$AH$27=1,'2.1 Valg - Forbrugstariffer'!$T$36=1),1,0)","v":0},null,null,"A lav (bev.)",false]
[null,null,null,null,null,null,null,null,null,null,null,null," ",null,null,null,null,null,null,null,"Time","Skabelon","Skabelon + time",null,null,"Umulige tidsdiff fravalgs-kombi.",null,null,"B+skabelon+Bn",{"$f":"IF(AND('2.1 Valg - Forbrugstariffer'!$U$31=2,'2.1 Valg - Forbrugstariffer'!$AH$27=2,'2.1 Valg - Forbrugstariffer'!$T$36=1),1,0)","v":0},null,null,"A0",false]
[null,null,null,null,null,null,null,null,null,null,null,null,null,null,null,null,null,null,null,"B",{"$f":"IF(AND($U$31=2,$AH$27=1),1,0)","v":0},{"$f":"IF(AND($U$31=2,$AH$27=2),1,0)","v":0},{"$f":"IF(AND($U$31=2,$AH$27=3),1,0)","v":0},null,null,"A",{"$f":"IF(AND(AA18=0,AA19=1,AA20=1),0,1)","v":1},null,"B+time+skabelon+Bn",{"$f":"IF(AND('2.1 Valg - Forbrugstariffer'!$U$31=2,'2.1 Valg - Forbrugstariffer'!$AH$27=3,'2.1 Valg - Forbrugstariffer'!$T$36=1),1,0)","v":0},null,null,"B-niveau"]
[null,null,null,null,null,null,null,null,null,null,null,null,null,null,null,null,null,null,null,"Blav",{"$f":"IF(AND($U$31=3,$AH$28=1),1,0)","v":0},{"$f":"IF(AND($U$31=3,$AH$28=2),1,0)","v":0},{"$f":"IF(AND($U$31=3,$AH$28=3),1,0)","v":1},null,null,"A+B",{"$f":"IF(AND(AA18=0,AA19=0,AA20=1),0,1)","v":1},null,"Bhøj/lav+time",{"$f":"IF(AND('2.1 Valg - Forbrugstariffer'!$U$31=3,'2.1 Valg - Forbrugstariffer'!$AH$28=1,'2.1 Valg - Forbrugstariffer'!$T$37=0,'2.1 Valg - Forbrugstariffer'!$T$38=0),1,0)","v":0},null,null,"Tarifvalg",{"$f":"IF(AI25=2,3,1)","v":3},2]
[null,null,null,null,null,null,null,null,null,null,null,null,null,null,null,null,null,null,null,"C",{"$f":"IF(AND($U$44=2,$AH$35=1),1,0)","v":0},{"$f":"IF(AND($U$44=2,$AH$35=2),1,0)","v":0},{"$f":"IF(AND($U$44=2,$AH$35=3),1,0)","v":1},null,null,"B",{"$f":"IF(AND(AA18=1,AA19=0,AA20=1),0,1)","v":1},null,"Bhøj/lav+skabelon",{"$f":"IF(AND('2.1 Valg - Forbrugstariffer'!$U$31=3,'2.1 Valg - Forbrugstariffer'!$AH$28=2,'2.1 Valg - Forbrugstariffer'!$T$37=0,'2.1 Valg - Forbrugstariffer'!$T$38=0),1,0)","v":0},null,null,"Tidsdiff.",false]
[null,null,null,null,null,null,null,null,null,null,null,null,null,null,null,null,null,null,"B+blav",null,{"$f":"SUM(U24:U25)","v":0},{"$f":"SUM(V24:V25)","v":0},1,null,null,null,null,null,"Bhøj/lav+time+skabelon",{"$f":"IF(AND('2.1 Valg - Forbrugstariffer'!$U$31=3,'2.1 Valg - Forbrugstariffer'!$AH$28=3,'2.1 Valg - Forbrugstariffer'!$T$37=0,'2.1 Valg - Forbrugstariffer'!$T$38=0),1,0)","v":1},null,null,"B Time/skabelon",3]
[null,null,null,null,null,null,null,null,null,null,null,null,null,null,null,null,null,null,"B+blav + bev.",null,{"$f":"IF(AND(SUM(U$24:U$25)>0,SUM($U$36,$U$38)>0),1,0)","v":0},{"$f":"IF(AND(SUM(V$24:V$25)>0,SUM($U$36,$U$38)>0),1,0)","v":0},{"$f":"IF(AND(SUM(W$24:W$25)>0,SUM($U$36,$U$38)>0),1,0)","v":0},null,null,null,null,null,"Bhøj/lav+time+Bn/lav",{"$f":"IF(AND('2.1 Valg - Forbrugstariffer'!$U$31=3,'2.1 Valg - Forbrugstariffer'!$AH$28=1,'2.1 Valg - Forbrugstariffer'!$T$37=0,'2.1 Valg - Forbrugstariffer'!$T$38=1),1,0)","v":0},null,null,"B lav Time/skabelon",3]
[null,null,null,null,null,null,null,null,null,null,null,null,null,null,null,null,null,null,null,null,null,null,null,null,null,null,null,null,"Bhøj/lav+skabelon+Bn/lav",{"$f":"IF(AND('2.1 Valg - Forbrugstariffer'!$U$31=3,'2.1 Valg - Forbrugstariffer'!$AH$28=2,'2.1 Valg - Forbrugstariffer'!$T$37=0,'2.1 Valg - Forbrugstariffer'!$T$38=1),1,0)","v":0},null,null,"B (bev.)",false]
[null,null,null,null,null,null,null,null,null,null,null,null,null,null,null,null,null,null,"Tarifvalg",null,"ValgA_","Drop down B",null,null,null,null,null,null,"Bhøj/lav+time+skabelon+Bn/lav",{"$f":"IF(AND('2.1 Valg - Forbrugstariffer'!$U$31=3,'2.1 Valg - Forbrugstariffer'!$AH$28=3,'2.1 Valg - Forbrugstariffer'!$T$37=0,'2.1 Valg - Forbrugstariffer'!$T$38=1),1,0)","v":0},null,null,"B høj (bev.)",false]
[null,null,null,null,null,null,null,null,null,null,null,null,null,null,null,null,null,null,"-",null,{"$f":"Valg_A2","v":3},"-",null,null,null,null,null,null,"Bhøj/lav+time+Bn/høj",{"$f":"IF(AND('2.1 Valg - Forbrugstariffer'!$U$31=3,'2.1 Valg - Forbrugstariffer'!$AH$28=1,'2.1 Valg - Forbrugstariffer'!$T$37=1,'2.1 Valg - Forbrugstariffer'!$T$38=0),1,0)","v":0},null,null,"B lav (bev.)",false]
[null,null,null,null,null,null,null,null,null,null,null,null,null,null,null,null,null,null,"B",null,null,"B høj/lav",null,null,null,null,null,null,"Bhøj/lav+skabelon+Bn/høj",{"$f":"IF(AND('2.1 Valg - Forbrugstariffer'!$U$31=3,'2.1 Valg - Forbrugstariffer'!$AH$28=2,'2.1 Valg - Forbrugstariffer'!$T$37=1,'2.1 Valg - Forbrugstariffer'!$T$38=0),1,0)","v":0},null,null,"C-niveau"]
[null,null,null,null,null,null,null,null,null,null,null,null,null,null,null,null,null,null,"B høj/lav",null,null,null,null,null,null,null,null,null,"Bhøj/lav+time+skabelon+Bn/høj",{"$f":"IF(AND('2.1 Valg - Forbrugstariffer'!$U$31=3,'2.1 Valg - Forbrugstariffer'!$AH$28=3,'2.1 Valg - Forbrugstariffer'!$T$37=1,'2.1 Valg - Forbrugstariffer'!$T$38=0),1,0)","v":0},null,null,"Tarifvalg",2]
[null,null,null,null,null,null,null,null,null,null,null,null,null,null,null,null,null,null,null,null,null,null,null,null,null,null,null,null,"Bhøj/lav+time+Bnhøj+Bnlav",{"$f":"IF(AND('2.1 Valg - Forbrugstariffer'!$U$31=3,'2.1 Valg - Forbrugstariffer'!$AH$28=1,'2.1 Valg - Forbrugstariffer'!$T$37=1,'2.1 Valg - Forbrugstariffer'!$T$38=1),1,0)","v":0},null,null,"Tidsdiff.",false]
[null,null,null,null,null,null,null,null,null,null,null,null,null,null,null,null,null,null,null,"B (bev.)","All true",null,"B/B lav/C",null,null,null,null,null,"Bhøj/lav+skabelon+Bnhøj+Bnlav",{"$f":"IF(AND('2.1 Valg - Forbrugstariffer'!$U$31=3,'2.1 Valg - Forbrugstariffer'!$AH$28=2,'2.1 Valg - Forbrugstariffer'!$T$37=1,'2.1 Valg - Forbrugstariffer'!$T$38=1),1,0)","v":0},null,null,"C Time/skabelon",3]
[null,null,null,null,null,null,null,null,null,null,null,null,null,null,null,null,null,null,"B",{"$f":"IF(AH29=TRUE,1,0)","v":0},{"$f":"IF(AND(U31=2,T36=1),1,0)","v":0},null,"Time",null,null,null,null,null,"Bhøj/lav+time+skabelon+Bnhøj+Bnlav",{"$f":"IF(AND('2.1 Valg - Forbrugstariffer'!$U$31=3,'2.1 Valg - Forbrugstariffer'!$AH$28=3,'2.1 Valg - Forbrugstariffer'!$T$37=1,'2.1 Valg - Forbrugstariffer'!$T$38=1),1,0)","v":0}]
[null,null,null,null,null,null,null,null,null,null,null,null,null,null,null,null,null,null,"Bhøj",{"$f":"IF(AH30=TRUE,1,0)","v":0},{"$f":"IF(AND(U31=3,T37=1),1,0)","v":0},null,"Skabelon"]
[null,null,null,null,null,null,null,null,null,null,null,null,null,null,null,null,null,null,"Blav",{"$f":"IF(AH31=TRUE,1,0)","v":0},{"$f":"IF(AND(U31=3,T38=1),1,0)","v":0},null,"Skabelon + time"]
[]
[]
[]
[]
[null,null,null,null,null,null,null,null,null,null,null,null,null,null,null,null,null,null,"Tarifvalg",null,"ValgA_"]
[null,null,null,null,null,null,null,null,null,null,null,null,null,null,null,null,null,null,"-",null,{"$f":"Valg_A3","v":2}]
[null,null,null,null,null,null,null,null,null,null,null,null,null,null,null,null,null,null,"C"]
[]
[]
[null,null,null,null,null,null,null," "]

{"sheet":"2.2 Valg - Egenproducenter","index":2,"n_rows":67,"n_cols":28,"rows_kept":67,"cut":false,"hidden":false,"merged":[[66,5,71,10],[52,6,52,9],[52,5,54,5],[60,5,62,5],[60,6,60,10],[36,5,38,5],[44,5,46,5],[36,6,36,9],[44,6,44,9],[12,5,14,5],[12,6,12,9],[20,5,22,5],[20,6,20,9],[28,5,30,5],[28,6,28,9]]}
["Valg - Egenproducenter"]
[]
[]
[]
[]
[]
[]
[]
[]
[]
[]
[]
[null,null,null,null,null,null,null,null,null,null,null,null,null,null,null,null,null,null,null,null,"Valg produktionstarif"]
[]
[null,null,null,null,null,null,null,null,null,null,null,null,null,null,null,null,null,null,null,null,"A",false,false,false,false]
[null,null,null,null,null,null,null,null,null,null,null,null,null,null,null,null,null,null,null,null,"Måler 1",false,false,false,false]
[null,null,null,null,null,null,null,null,null,null,null,null,null,null,null,null,null,null,null,null,"Måler 2",null,null,false,false]
[null,null,null,null,null,null,null,null,null,null,null,null,null,null,null,null,null,null,null,null,"Ahøj",false,false,false,false]
[null,null,null,null,null,null,null,null,null,null,null,null,null,null,null,null,null,null,null,null,"Måler 1",false,false,false,false]
[null,null,null,null,null,null,null,null,null,null,null,null,null,null,null,null,null,null,null,null,"Måler 2",null,null,false,false]
[null,null,null,null,null,"Tarif, abonnement og evt. rådighedsbetaling","Valg af afregningsgruppe",null,null,null,null,null,null,null,null,null,null,null,null,null,"Alav",false,false,false,false]
[null,null,null,null,null,null,1,2,4,5,null,null,null,null,null,null,null,null,null,null,"Måler 1",false,false,false,false]
[null,null,null,null,null,null,null,null,null,null,null,null,null,null,null,null,null,null,null,null,"Måler 2",null,null,false,false]
[null,null,null,null,null,"Produktionsmålere (timeafregnet)",null,null,null,null,null,null,null,null,null,null,null,null,null,null,"B",false,false,false,false]
[null,null,null,null,null,"Produktionsmålere (skabelonafregnet)",null,null,null,null,null,null,null,null,null,null,null,null,null,null,"Måler 1",false,false,false,false]
[null,null,null,null,null,null,null,null,null,null,null,null,null,null,null,null,null,null,null,null,"Måler 2",null,null,false,false]
[null,null,null,null,null,null,null,null,null,null,null,null,null,null,null,null,null,null,null,null,"Bhøj",false,false,false,false]
[null,null,null,null,null,null,null,null,null,null,null,null,null,null,null,null,null,null,null,null,"Måler 1",false,false,false,false]
[null,null,null,null,null,"Tarif, abonnement og evt. rådighedsbetaling","Valg af afregningsgruppe",null,null,null,null,null,null,null,null,null,null,null,null,null,"Måler 2",null,null,false,false]
[null,null,null,null,null,null,1,2,4,5,null,null,null,null,null,null,null,null,null,null,"Blav",false,false,false,false]
[null,null,null,null,null,null,null,null,null,null,null,null,null,null,null,null,null,null,null,null,"Måler 1",false,false,false,false]
[null,null,null,null,null,"Produktionsmålere (timeafregnet)",null,null,null,null,null,null,null,null,null,null,null,null,null,null,"Måler 2",null,null,false,false]
[null,null,null,null,null,"Produktionsmålere (skabelonafregnet)",null,null,null,null,null,null,null,null,null,null,null,null,null,null,"C",false,false,false,false,false]
[null,null,null,null,null,null,null,null,null,null,null,null,null,null,null,null,null,null,null,null,"Måler 1",false,false,false,false,false]
[null,null,null,null,null,null,null,null,null,null,null,null,null,null,null,null,null,null,null,null,"Måler 2",null,null,false,false,false]
[]
[]
[]
[]
[]
[]
[]
[]
[]
[null,null,null,null,null,"Tarif, abonnement og evt. rådighedsbetaling","Valg af afregningsgruppe",null,null,null,null,null,null,null,null,null,null,null,null,null,"Valg basistariff og produktionstariff"]
[null,null,null,null,null,null,1,2,4,5,null,null,null,null,null,null,null,null,null,null,null,1,2,4,5,6,"Egenprod.","Målere"]
[null,null,null,null,null,null,null,null,null,null,null,null,null,null,null,null,null,null,null,null,"A",{"$f":"IF(AND('2.1 Valg - Forbrugstariffer'!$U$18=2,'2.2 Valg - Egenproducenter'!V15=TRUE),1,0)","v":0},{"$f":"IF(AND('2.1 Valg - Forbrugstariffer'!$U$18=2,'2.2 Valg - Egenproducenter'!W15=TRUE),1,0)","v":0},{"$f":"IF(AND('2.1 Valg - Forbrugstariffer'!$U$18=2,'2.2 Valg - Egenproducenter'!X15=TRUE),1,0)","v":0},{"$f":"IF(AND('2.1 Valg - Forbrugstariffer'!$U$18=2,'2.2 Valg - Egenproducenter'!Y15=TRUE),1,0)","v":0},null,{"$f":"IF(OR(V47=1,W47=1,X47=1,Y47=1,Z47),1,0)","v":0}]
[null,null,null,null,null,"Produktionsmålere (timeafregnet)",null,null,null,null,null,null,null,null,null,null,null,null,null,null,"Måler 1",{"$f":"IF(AND('2.1 Valg - Forbrugstariffer'!$U$18=2,'2.2 Valg - Egenproducenter'!V16=TRUE),1,0)","v":0},{"$f":"IF(AND('2.1 Valg - Forbrugstariffer'!$U$18=2,'2.2 Valg - Egenproducenter'!W16=TRUE),1,0)","v":0},{"$f":"IF(AND('2.1 Valg - Forbrugstariffer'!$U$18=2,'2.2 Valg - Egenproducenter'!X16=TRUE),1,0)","v":0},{"$f":"IF(AND('2.1 Valg - Forbrugstariffer'!$U$18=2,'2.2 Valg - Egenproducenter'!Y16=TRUE),1,0)","v":0},0,null,{"$f":"IF(OR(V48=1,W48=1,X48=1,Y48=1,Z48),1,0)","v":0}]
[null,null,null,null,null,"Produktionsmålere (skabelonafregnet)",null,null,null,null,null,null,null,null,null,null,null,null,null,null,"Måler 2",0,0,{"$f":"IF(AND('2.1 Valg - Forbrugstariffer'!$U$18=2,'2.2 Valg - Egenproducenter'!X17=TRUE),1,0)","v":0},{"$f":"IF(AND('2.1 Valg - Forbrugstariffer'!$U$18=2,'2.2 Valg - Egenproducenter'!Y17=TRUE),1,0)","v":0},0,null,{"$f":"IF(OR(X49=1,Y49=1,Z49=1),1,0)","v":0}]
[null,null,null,null,null,null,null,null,null,null,null,null,null,null,null,null,null,null,null,null,"Ahøj",{"$f":"IF(AND('2.1 Valg - Forbrugstariffer'!$U$18=3,'2.2 Valg - Egenproducenter'!V18=TRUE),1,0)","v":0},{"$f":"IF(AND('2.1 Valg - Forbrugstariffer'!$U$18=3,'2.2 Valg - Egenproducenter'!W18=TRUE),1,0)","v":0},{"$f":"IF(AND('2.1 Valg - Forbrugstariffer'!$U$18=3,'2.2 Valg - Egenproducenter'!X18=TRUE),1,0)","v":0},{"$f":"IF(AND('2.1 Valg - Forbrugstariffer'!$U$18=3,'2.2 Valg - Egenproducenter'!Y18=TRUE),1,0)","v":0},null,{"$f":"IF(OR(V50=1,W50=1,X50=1,Y50=1,Z50),1,0)","v":0}]
[null,null,null,null,null,null,null,null,null,null,null,null,null,null,null,null,null,null,null,null,"Måler 1",{"$f":"IF(AND('2.1 Valg - Forbrugstariffer'!$U$18=3,'2.2 Valg - Egenproducenter'!V19=TRUE),1,0)","v":0},{"$f":"IF(AND('2.1 Valg - Forbrugstariffer'!$U$18=3,'2.2 Valg - Egenproducenter'!W19=TRUE),1,0)","v":0},{"$f":"IF(AND('2.1 Valg - Forbrugstariffer'!$U$18=3,'2.2 Valg - Egenproducenter'!X19=TRUE),1,0)","v":0},{"$f":"IF(AND('2.1 Valg - Forbrugstariffer'!$U$18=3,'2.2 Valg - Egenproducenter'!Y19=TRUE),1,0)","v":0},0,null,{"$f":"IF(OR(V51=1,W51=1,X51=1,Y51=1,Z51),1,0)","v":0}]
[null,null,null,null,null,null,null,null,null,null,null,null,null,null,null,null,null,null,null,null,"Måler 2",0,0,{"$f":"IF(AND('2.1 Valg - Forbrugstariffer'!$U$18=3,'2.2 Valg - Egenproducenter'!X20=TRUE),1,0)","v":0},{"$f":"IF(AND('2.1 Valg - Forbrugstariffer'!$U$18=3,'2.2 Valg - Egenproducenter'!Y20=TRUE),1,0)","v":0},0,null,{"$f":"IF(OR(X52=1,Y52=1,Z52=1),1,0)","v":0}]
[null,null,null,null,null,"Tarif, abonnement og evt. rådighedsbetaling","Valg af afregningsgruppe",null,null,null,null,null,null,null,null,null,null,null,null,null,"Alav",{"$f":"IF(AND('2.1 Valg - Forbrugstariffer'!$U$18=3,'2.2 Valg - Egenproducenter'!V21=TRUE),1,0)","v":0},{"$f":"IF(AND('2.1 Valg - Forbrugstariffer'!$U$18=3,'2.2 Valg - Egenproducenter'!W21=TRUE),1,0)","v":0},{"$f":"IF(AND('2.1 Valg - Forbrugstariffer'!$U$18=3,'2.2 Valg - Egenproducenter'!X21=TRUE),1,0)","v":0},{"$f":"IF(AND('2.1 Valg - Forbrugstariffer'!$U$18=3,'2.2 Valg - Egenproducenter'!Y21=TRUE),1,0)","v":0},null,{"$f":"IF(OR(V53=1,W53=1,X53=1,Y53=1,Z53),1,0)","v":0}]
[null,null,null,null,null,null,1,2,4,5,null,null,null,null,null,null,null,null,null,null,"Måler 1",{"$f":"IF(AND('2.1 Valg - Forbrugstariffer'!$U$18=3,'2.2 Valg - Egenproducenter'!V22=TRUE),1,0)","v":0},{"$f":"IF(AND('2.1 Valg - Forbrugstariffer'!$U$18=3,'2.2 Valg - Egenproducenter'!W22=TRUE),1,0)","v":0},{"$f":"IF(AND('2.1 Valg - Forbrugstariffer'!$U$18=3,'2.2 Valg - Egenproducenter'!X22=TRUE),1,0)","v":0},{"$f":"IF(AND('2.1 Valg - Forbrugstariffer'!$U$18=3,'2.2 Valg - Egenproducenter'!Y22=TRUE),1,0)","v":0},0,null,{"$f":"IF(OR(V54=1,W54=1,X54=1,Y54=1,Z54),1,0)","v":0}]
[null,null,null,null,null,null,null,null,null,null,null,null,null,null,null,null,null,null,null,null,"Måler 2",0,0,{"$f":"IF(AND('2.1 Valg - Forbrugstariffer'!$U$18=3,'2.2 Valg - Egenproducenter'!X23=TRUE),1,0)","v":0},{"$f":"IF(AND('2.1 Valg - Forbrugstariffer'!$U$18=3,'2.2 Valg - Egenproducenter'!Y23=TRUE),1,0)","v":0},0,null,{"$f":"IF(OR(X55=1,Y55=1,Z55=1),1,0)","v":0}]
[null,null,null,null,null,"Produktionsmålere (timeafregnet)",null,null,null,null,null,null,null,null,null,null,null,null,null,null,"B",{"$f":"IF(AND('2.1 Valg - Forbrugstariffer'!$U$31=2,'2.2 Valg - Egenproducenter'!V24=TRUE),1,0)","v":0},{"$f":"IF(AND('2.1 Valg - Forbrugstariffer'!$U$31=2,'2.2 Valg - Egenproducenter'!W24=TRUE),1,0)","v":0},{"$f":"IF(AND('2.1 Valg - Forbrugstariffer'!$U$31=2,'2.2 Valg - Egenproducenter'!X24=TRUE),1,0)","v":0},{"$f":"IF(AND('2.1 Valg - Forbrugstariffer'!$U$31=2,'2.2 Valg - Egenproducenter'!Y24=TRUE),1,0)","v":0},{"$f":"IF(AND('2.1 Valg - Forbrugstariffer'!$U$31=2,'2.2 Valg - Egenproducenter'!Z24=TRUE),1,0)","v":0},{"$f":"IF(OR(V56=1,W56=1,X56=1,Y56=1,Z56),1,0)","v":0}]
[null,null,null,null,null,"Produktionsmålere (skabelonafregnet)",null,null,null,null,null,null,null,null,null,null,null,null,null,null,"Måler 1",{"$f":"IF(AND('2.1 Valg - Forbrugstariffer'!$U$31=2,'2.2 Valg - Egenproducenter'!V25=TRUE),1,0)","v":0},{"$f":"IF(AND('2.1 Valg - Forbrugstariffer'!$U$31=2,'2.2 Valg - Egenproducenter'!W25=TRUE),1,0)","v":0},{"$f":"IF(AND('2.1 Valg - Forbrugstariffer'!$U$31=2,'2.2 Valg - Egenproducenter'!X25=TRUE),1,0)","v":0},{"$f":"IF(AND('2.1 Valg - Forbrugstariffer'!$U$31=2,'2.2 Valg - Egenproducenter'!Y25=TRUE),1,0)","v":0},{"$f":"IF(AND('2.1 Valg - Forbrugstariffer'!$U$31=2,'2.2 Valg - Egenproducenter'!Z25=TRUE),1,0)","v":0},null,{"$f":"IF(OR(V57=1,W57=1,X57=1,Y57=1,Z57),1,0)","v":0}]
[null,null,null,null,null,null,null,null,null,null,null,null,null,null,null,null,null,null,null,null,"Måler 2",0,0,{"$f":"IF(AND('2.1 Valg - Forbrugstariffer'!$U$31=2,'2.2 Valg - Egenproducenter'!X26=TRUE),1,0)","v":0},{"$f":"IF(AND('2.1 Valg - Forbrugstariffer'!$U$31=2,'2.2 Valg - Egenproducenter'!Y26=TRUE),1,0)","v":0},{"$f":"IF(AND('2.1 Valg - Forbrugstariffer'!$U$31=2,'2.2 Valg - Egenproducenter'!Z26=TRUE),1,0)","v":0},null,{"$f":"IF(OR(X58=1,Y58=1,Z58=1),1,0)","v":0}]
[null,null,null,null,null,null,null,null,null,null,null,null,null,null,null,null,null,null,null,null,"Bhøj",{"$f":"IF(AND('2.1 Valg - Forbrugstariffer'!$U$31=3,'2.2 Valg - Egenproducenter'!V27=TRUE),1,0)","v":0},{"$f":"IF(AND('2.1 Valg - Forbrugstariffer'!$U$31=3,'2.2 Valg - Egenproducenter'!W27=TRUE),1,0)","v":0},{"$f":"IF(AND('2.1 Valg - Forbrugstariffer'!$U$31=3,'2.2 Valg - Egenproducenter'!X27=TRUE),1,0)","v":0},{"$f":"IF(AND('2.1 Valg - Forbrugstariffer'!$U$31=3,'2.2 Valg - Egenproducenter'!Y27=TRUE),1,0)","v":0},{"$f":"IF(AND('2.1 Valg - Forbrugstariffer'!$U$31=3,'2.2 Valg - Egenproducenter'!Z27=TRUE),1,0)","v":0},{"$f":"IF(OR(V59=1,W59=1,X59=1,Y59=1,Z59),1,0)","v":0}]
[null,null,null,null,null,null,null,null,null,null,null,null,null,null,null,null,null,null,null,null,"Måler 1",{"$f":"IF(AND('2.1 Valg - Forbrugstariffer'!$U$31=3,'2.2 Valg - Egenproducenter'!V28=TRUE),1,0)","v":0},{"$f":"IF(AND('2.1 Valg - Forbrugstariffer'!$U$31=3,'2.2 Valg - Egenproducenter'!W28=TRUE),1,0)","v":0},{"$f":"IF(AND('2.1 Valg - Forbrugstariffer'!$U$31=3,'2.2 Valg - Egenproducenter'!X28=TRUE),1,0)","v":0},{"$f":"IF(AND('2.1 Valg - Forbrugstariffer'!$U$31=3,'2.2 Valg - Egenproducenter'!Y28=TRUE),1,0)","v":0},{"$f":"IF(AND('2.1 Valg - Forbrugstariffer'!$U$31=3,'2.2 Valg - Egenproducenter'!Z28=TRUE),1,0)","v":0},null,{"$f":"IF(OR(V60=1,W60=1,X60=1,Y60=1,Z60),1,0)","v":0}]
[null,null,null,null,null,"Tarif, abonnement og evt. rådighedsbetaling","Valg af afregningsgruppe",null,null,null,null,null,null,null,null,null,null,null,null,null,"Måler 2",0,0,{"$f":"IF(AND('2.1 Valg - Forbrugstariffer'!$U$31=3,'2.2 Valg - Egenproducenter'!X29=TRUE),1,0)","v":0},{"$f":"IF(AND('2.1 Valg - Forbrugstariffer'!$U$31=3,'2.2 Valg - Egenproducenter'!Y29=TRUE),1,0)","v":0},{"$f":"IF(AND('2.1 Valg - Forbrugstariffer'!$U$31=3,'2.2 Valg - Egenproducenter'!Z29=TRUE),1,0)","v":0},null,{"$f":"IF(OR(X61=1,Y61=1,Z61=1),1,0)","v":0}]
[null,null,null,null,null,null,1,2,4,"5 og 6","Skabelon*",null,null,null,null,null,null,null,null,null,"Blav",{"$f":"IF(AND('2.1 Valg - Forbrugstariffer'!$U$31=3,'2.2 Valg - Egenproducenter'!V30=TRUE),1,0)","v":0},{"$f":"IF(AND('2.1 Valg - Forbrugstariffer'!$U$31=3,'2.2 Valg - Egenproducenter'!W30=TRUE),1,0)","v":0},{"$f":"IF(AND('2.1 Valg - Forbrugstariffer'!$U$31=3,'2.2 Valg - Egenproducenter'!X30=TRUE),1,0)","v":0},{"$f":"IF(AND('2.1 Valg - Forbrugstariffer'!$U$31=3,'2.2 Valg - Egenproducenter'!Y30=TRUE),1,0)","v":0},{"$f":"IF(AND('2.1 Valg - Forbrugstariffer'!$U$31=3,'2.2 Valg - Egenproducenter'!Z30=TRUE),1,0)","v":0},{"$f":"IF(OR(V62=1,W62=1,X62=1,Y62=1,Z62),1,0)","v":0}]
[null,null,null,null,null,null,null,null,null,null,null,null,null,null,null,null,null,null,null,null,"Måler 1",{"$f":"IF(AND('2.1 Valg - Forbrugstariffer'!$U$31=3,'2.2 Valg - Egenproducenter'!V31=TRUE),1,0)","v":0},{"$f":"IF(AND('2.1 Valg - Forbrugstariffer'!$U$31=3,'2.2 Valg - Egenproducenter'!W31=TRUE),1,0)","v":0},{"$f":"IF(AND('2.1 Valg - Forbrugstariffer'!$U$31=3,'2.2 Valg - Egenproducenter'!X31=TRUE),1,0)","v":0},{"$f":"IF(AND('2.1 Valg - Forbrugstariffer'!$U$31=3,'2.2 Valg - Egenproducenter'!Y31=TRUE),1,0)","v":0},{"$f":"IF(AND('2.1 Valg - Forbrugstariffer'!$U$31=3,'2.2 Valg - Egenproducenter'!Z31=TRUE),1,0)","v":0},null,{"$f":"IF(OR(V63=1,W63=1,X63=1,Y63=1,Z63),1,0)","v":0}]
[null,null,null,null,null,"Produktionsmålere (timeafregnet)",null,null,null,null,null,null,null,null,null,null,null,null,null,null,"Måler 2",0,0,{"$f":"IF(AND('2.1 Valg - Forbrugstariffer'!$U$31=3,'2.2 Valg - Egenproducenter'!X32=TRUE),1,0)","v":0},{"$f":"IF(AND('2.1 Valg - Forbrugstariffer'!$U$31=3,'2.2 Valg - Egenproducenter'!Y32=TRUE),1,0)","v":0},{"$f":"IF(AND('2.1 Valg - Forbrugstariffer'!$U$31=3,'2.2 Valg - Egenproducenter'!Z32=TRUE),1,0)","v":0},null,{"$f":"IF(OR(X64=1,Y64=1,Z64=1),1,0)","v":0}]
[null,null,null,null,null,"Produktionsmålere (skabelonafregnet)",null,null,null,null,null,null,null,null,null,null,null,null,null,null,"C",{"$f":"IF(AND('2.1 Valg - Forbrugstariffer'!$U$44=2,'2.2 Valg - Egenproducenter'!V33=TRUE),1,0)","v":0},{"$f":"IF(AND('2.1 Valg - Forbrugstariffer'!$U$44=2,'2.2 Valg - Egenproducenter'!W33=TRUE),1,0)","v":0},{"$f":"IF(AND('2.1 Valg - Forbrugstariffer'!$U$44=2,'2.2 Valg - Egenproducenter'!X33=TRUE),1,0)","v":0},{"$f":"IF(AND('2.1 Valg - Forbrugstariffer'!$U$44=2,'2.2 Valg - Egenproducenter'!Y33=TRUE),1,0)","v":0},{"$f":"IF(AND('2.1 Valg - Forbrugstariffer'!$U$44=2,'2.2 Valg - Egenproducenter'!Z33=TRUE),1,0)","v":0},{"$f":"IF(OR(V65=1,W65=1,X65=1,Y65=1,Z65),1,0)","v":0}]
[null,null,null,null,null,null,null,null,null,null,null,null,null,null,null,null,null,null,null,null,"Måler 1",{"$f":"IF(AND('2.1 Valg - Forbrugstariffer'!$U$44=2,'2.2 Valg - Egenproducenter'!V34=TRUE),1,0)","v":0},{"$f":"IF(AND('2.1 Valg - Forbrugstariffer'!$U$44=2,'2.2 Valg - Egenproducenter'!W34=TRUE),1,0)","v":0},{"$f":"IF(AND('2.1 Valg - Forbrugstariffer'!$U$44=2,'2.2 Valg - Egenproducenter'!X34=TRUE),1,0)","v":0},{"$f":"IF(AND('2.1 Valg - Forbrugstariffer'!$U$44=2,'2.2 Valg - Egenproducenter'!Y34=TRUE),1,0)","v":0},{"$f":"IF(AND('2.1 Valg - Forbrugstariffer'!$U$44=2,'2.2 Valg - Egenproducenter'!Z34=TRUE),1,0)","v":0},null,{"$f":"IF(OR(V66=1,W66=1,X66=1,Y66=1,Z66),1,0)","v":0}]
[null,null,null,null,null,"* For nettoafregnede kunder i afregningsgruppe 6 kan der vælges at anvende et abonnement svarende til en timeafregnet kunde. I så fald skal egenproducenten indtastes under afr. grp. 5 og 6. Alternativt kan der vælges et abonnement svarende til en skabelonafregnet kunde. I så fald skal egenproducenten indtastes under gruppen skabelon. Det er op til det enkelte netselskab at vurdere hvilket omkostningsniveau, der bedst afspejler omkostningerne ved en nettoafregnet kunde i gruppe 6.          ",null,null,null,null,null,null,null,null,null,null,null,null,null,null,"Måler 2",0,0,{"$f":"IF(AND('2.1 Valg - Forbrugstariffer'!$U$44=2,'2.2 Valg - Egenproducenter'!X35=TRUE),1,0)","v":0},{"$f":"IF(AND('2.1 Valg - Forbrugstariffer'!$U$44=2,'2.2 Valg - Egenproducenter'!Y35=TRUE),1,0)","v":0},{"$f":"IF(AND('2.1 Valg - Forbrugstariffer'!$U$44=2,'2.2 Valg - Egenproducenter'!Z35=TRUE),1,0)","v":0},null,{"$f":"IF(OR(X67=1,Y67=1,Z67=1),1,0)","v":0}]

{"sheet":"2.3 Valg - Produktionsabon.","index":3,"n_rows":36,"n_cols":19,"rows_kept":36,"cut":false,"hidden":false,"merged":[]}
["Valg - Produktionsabonnementer"]
[]
[]
[]
[]
[]
[]
[]
[]
[]
[]
[]
[]
[]
[]
[]
[null,null,null,null,null,null,null,null,null,null,null,null,null,null,"Forbrugstariffer",null,"Valg abonnement"]
[null,null,null,null,null,null,null,null,null,null,null,null,null,null,"Valg_A",null,null,"Abonnement til kraftværk","Abonnement til vindkraft"]
[null,null,null,null,null,null,null,null,null,null,null,null,null,null,{"$f":"'2.1 Valg - Forbrugstariffer'!$U$18","v":3},null,"A",false,false]
[null,null,null,null,null,null,null,null,null,null,null,null,null,null,"Valg_B",null,"Ahøj",false,false]
[null,null,null,null,null,null,null,null,null,null,null,null,null,null,{"$f":"'2.1 Valg - Forbrugstariffer'!U31","v":3},null,"Alav",false,false]
[null,null,null,null,null,null,null,null,null,null,null,null,null,null,"Valg_C",null,"B",false,false]
[null,null,null,null,null,null,null,null,null,null,null,null,null,null,{"$f":"'2.1 Valg - Forbrugstariffer'!U44","v":2},null,"Bhøj",false,false]
[null,null,null,null,null,null,null,null,null,null,null,null,null,null,null,null,"Blav",false,false]
[null,null,null,null,null,null,null,null,null,null,null,null,null,null,null,null,"C",false,false]
[]
[null,null,null,null,null,null,null,null,null,null,null,null,null,null,null,null,"Valg Forbrugstariffer og abonnement"]
[null,null,null,null,null,null,null,null,null,null,null,null,null,null,null,null,null,"Abonnement til kræftværk","Abonnement til vindkraft"]
[null,null,null,null,null,null,null,null,null,null,null,null,null,null,null,null,"A",{"$f":"IF(AND($O$19=2,R19=TRUE),1,0)","v":0},{"$f":"IF(AND($O$19=2,S19=TRUE),1,0)","v":0}]
[null,null,null,null,null,null,null,null,null,null,null,null,null,null,null,null,"Ahøj",{"$f":"IF(AND($O$19=3,R20=TRUE),1,0)","v":0},{"$f":"IF(AND($O$19=3,S20=TRUE),1,0)","v":0}]
[null,null,null,null,null,null,null,null,null,null,null,null,null,null,null,null,"Alav",{"$f":"IF(AND($O$19=3,R21=TRUE),1,0)","v":0},{"$f":"IF(AND($O$19=3,S21=TRUE),1,0)","v":0}]
[null,null,null,null,null,null,null,null,null,null,null,null,null,null,null,null,"B",{"$f":"IF(AND($O$21=2,R22=TRUE),1,0)","v":0},{"$f":"IF(AND($O$21=2,S22=TRUE),1,0)","v":0}]
[null,null,null,null,null,null,null,null,null,null,null,null,null,null,null,null,"Bhøj",{"$f":"IF(AND($O$21=3,R23=TRUE),1,0)","v":0},{"$f":"IF(AND($O$21=3,S23=TRUE),1,0)","v":0}]
[null,null,null,null,null,null,null,null,null,null,null,null,null,null,null,null,"Blav",{"$f":"IF(AND($O$21=3,R24=TRUE),1,0)","v":0},{"$f":"IF(AND($O$21=3,S24=TRUE),1,0)","v":0}]
[null,null,null,null,null,null,null,null,null,null,null,null,null,null,null,null,"C",{"$f":"IF(AND($O$23=2,R25=TRUE),1,0)","v":0},{"$f":"IF(AND($O$23=2,S25=TRUE),1,0)","v":0}]
[null,null,null,null,null," "]

{"sheet":"2.4 Valg - Omkostninger","index":4,"n_rows":39,"n_cols":28,"rows_kept":39,"cut":false,"hidden":false,"merged":[[12,2,12,3]]}
["Valg - Omkostninger"]
[]
[]
[]
[]
[]
[]
[]
[]
[]
[]
[null,"Tabel: V.2.4.1",null,null,null,null,null,"Advarsler ",null,null,null,null,null,null,null,null,null,null,null,null,null,null,"Drop down valg - Nøgle"]
[null,"Omkostninger","Fordeling ",null,null,null,"Tidsdifferentiering","Må ikke overskrives",null,null,null,null,null,null,null,null,null,"Valg"]
[null,null,"1. Nøgle","2. Priselement","3. Vandfaldsfordeling",null,null,null,null,null,null,null,null,null,null,null,null,"Nøgle","Prisselementer","Vandfald","Valg - tidsdiff.",null,"Direkte","kWh","Direkte","Direkte","Måler - driftsnøgle","Måler - datanøgle"]
[null,"1. DRIFT",null,null,null,null,null,null,null,null,null,null,null,null,null,null,null,null,null,null,null,null,"Antal målere","Antal målere","kWh","kWh"]
[null,"1.1 Drift og vedligehold af transformerstationer",null,"Tarif","Ja",null,{"$f":"IF('2.1 Valg - Forbrugstariffer'!$AA$21=0,\"\",\"Ja\")","v":"Ja"},{"$f":"IF(AND(OR('2.4 Valg - Omkostninger'!R16=3,'2.4 Valg - Omkostninger'!R16=4),'2.1 Valg - Forbrugstariffer'!$U$18=1,'2.1 Valg - Forbrugstariffer'!$U$31=1),\"FEJL - Det er ikke muligt at fordele omkostningerne direkte når både A og B er fravalgt\",IF(R16=1,\"Fejl, det er ikke muligt at vælge blankt\",\"\"))","v":""},null,null,null,null,null,null,null,null,null,2,2,null,2,null,null,null,"Antal målere","Direkte + kWh","Direkte","Direkte"]
[null,"1.2 Drift og vedligehold af ledningsnettet ",null,"Tarif","Ja",null,{"$f":"IF('2.1 Valg - Forbrugstariffer'!$AA$21=0,\"\",\"Ja\")","v":"Ja"},{"$f":"IF(R17=1,\"Fejl, det er ikke muligt at vælge blankt\",\"\")","v":""},null,null,null,null,null,null,null,null,null,2,2,null,2,null,null,"-"]
[null,"1.3 Øvrige drifts- og vedligeholdelsesomkostninger",null,null,{"$f":"IF(S18=2,\"\",\"Ja\")","v":"Ja"},null,{"$f":"IF(OR('2.1 Valg - Forbrugstariffer'!$AA$21=0,S18=2),\"\",\"Ja\")","v":"Ja"},{"$f":"IF(S18=2,\"Afvigelse fra Dansk Energi anbefalinger\",IF(R18=1,\"Fejl, det er ikke muligt at vælge blankt\",\"\"))","v":""},null,null,null,null,null,null,null,null,null,3,3,null,2,null,null,"Direkte"]
[null,"2. MÅLERE",null,null,null,null,null,null,null,null,null,null,null,null,null,null,null,null,null,null,null,null,"Direkte","kWh"]
[null,"2.1 Drift og vedligeholdelse af målere",null,"Abonnement","Nej",null,"Nej",{"$f":"IF(OR(R20=1,R20=3),\"Fejl, det er ikke muligt at vælge blankt\",\"\")","v":""},null,null,null,null,null,null,null,null,null,2,2,null,null,null,"Måler - afskrivningsnøgle","Antal målere"]
[null,"2.2 Indhentning og validering af måledata",null,"Abonnement","Nej",null,"Nej",{"$f":"IF(OR(R21=1,R21=3),\"Fejl, det er ikke muligt at vælge blankt\",\"\")","v":""},null,null,null,null,null,null,null,null,null,2,2]
[null,"3. OMKOSTNINGER TIL KUNDECENTER",null,null,null,null,null,null,null,null,null,null,null,null,null,null,null,null,null,null,null,null,"Drop down valg - priselement"]
[null,"3.1 Omkostninger til kundecenter",null,"Abonnement","Nej",null,"Nej",{"$f":"IF(R23=1,\"Fejl, det er ikke muligt at vælge blankt\",\"\")","v":""},null,null,null,null,null,null,null,null,null,3,2,null,null,null,null,"-",null,"-"]
[null,"4. GENEREL ADMINISTRATION ",null,null,null,null,null,null,null,null,null,null,null,null,null,null,null,null,null,null,null,null,"Abonnement","Tarif","Abonnement","Abonnement","Abonnement"]
[null,"4.1 Generel administration",null,"Abonnement","Nej",null,"Nej",{"$f":"IF(R25=1,\"Fejl, det er ikke muligt at vælge blankt\",\"\")","v":""},null,null,null,null,null,null,null,null,null,3,2,null,null,null,"Tarif",null,"Tarif","Tarif",null,"Tarif"]
[null,"5. ENERGISPAREINDSATS"]
[null,"5.1 Faste omkostninger til energispareindsats","Antal målere","Abonnement","Nej",null,"Nej",null,null,null,null,null,null,null,null,null,null,null,null,null,null,null,"Drop down valg - Vandfaldsfordeling og  tidsdifferentiering"]
[null,"5.2 Variable omkostninger til energispareindsats","kWh","Tarif","Nej",null,"Nej",null,null,null,null,null,null,null,null,null,null,3,2,null,2,null,"-"]
[null,"6. NETTAB",null,null,null,null,null,null,null,null,null,null,null,null,null,null,null,null,null,null,null,null,"Ja"]
[null,"6.1 Omkostninger ved nettab (kun ledningsnet)",null,"Tarif","Ja",null,{"$f":"IF('2.1 Valg - Forbrugstariffer'!$AA$21=0,\"\",\"Ja\")","v":"Ja"},{"$f":"IF(R30=1,\"Fejl, det er ikke muligt at vælge blankt\",\"\")","v":""},null,null,null,null,null,null,null,null,null,2,3,3,3,null,"Nej",{"$f":"IF(AND(S33=3,U33=2),1,0)","v":0}]
[null,"6.2 Omkostninger ved nettab (transformerstationer)",null,"Tarif","Ja",null,{"$f":"IF('2.1 Valg - Forbrugstariffer'!$AA$21=0,\"\",\"Ja\")","v":"Ja"},{"$f":"IF(R31=1,\"Fejl, det er ikke muligt at vælge blankt\",\"\")","v":""},null,null,null,null,null,null,null,null,null,2]
[null,"7. ØVRIGE OMKOSTNINGER"]
[null,"7.1 Øvrige omkostninger",null,null,null,null,null,{"$f":"IF(OR(R33>1,S33>1,T33>1,U33>1),\"Afvigelse fra Dansk Energi anbefalinger\",\"\")","v":""},null,null,null,null,null,null,null,null,null,1,1,1,1]
[null,"8. AFSKRIVNINGER"]
[null,"8.1 Transformerstationer","Direkte","Tarif","Ja",null,{"$f":"IF(OR(S35=2,'2.1 Valg - Forbrugstariffer'!AA21=0),\"\",\"Ja\")","v":"Ja"},null,null,null,null,null,null,null,null,null,null,3,3]
[null,"8.2 Netaktiver, ekskl. transformerstationer og målere","Direkte","Tarif","Ja",null,{"$f":"IF(OR(S36=2,'2.1 Valg - Forbrugstariffer'!AA21=0),\"\",\"Ja\")","v":"Ja"},null,null,null,null,null,null,null,null,null,null,null,3]
[null,"8.3 Målere",null,"Abonnement","Nej",null,"Nej",{"$f":"IF(R37=1,\"Fejl, det er ikke muligt at vælge blankt\",\"\")","v":""},null,null,null,null,null,null,null,null,null,3]
[null,"8.4 Øvrige anlægsaktiver",null,"Tarif",{"$f":"IF(S38=2,\"\",\"Ja\")","v":"Ja"},null,"Nej",{"$f":"IF(R38=1,\"Fejl, det er ikke muligt at vælge blankt\",\"\")","v":""},null,null,null,null,null,null,null,null,null,3,3]
[null,"FORRENTNING ","Værdi af netaktiver","Tarif","Ja",null,{"$f":"IF('2.1 Valg - Forbrugstariffer'!$AA$21=0,\"\",\"Ja\")","v":"Ja"}]

{"sheet":"3.1 Input - Stamoplysninger","index":5,"n_rows":72,"n_cols":22,"rows_kept":72,"cut":false,"hidden":false,"merged":[[28,1,29,1],[12,5,12,6],[20,1,21,1],[22,1,23,1],[24,1,25,1],[26,1,27,1],[12,8,13,8],[12,9,13,9],[18,5,18,6],[18,3,18,4],[66,1,67,1],[31,5,31,6],[32,5,32,6],[33,5,33,6],[31,3,31,4],[32,3,32,4],[33,3,33,4],[15,1,15,2],[16,1,16,2],[12,3,12,4],[15,3,15,4],[15,5,15,6],[68,1,69,1],[70,1,71,1],[34,3,34,4],[34,5,34,6],[38,1,39,1],[40,1,41,1],[45,1,46,1],[57,1,58,1],[47,1,48,1],[61,1,62,1],[59,1,60,1],[43,1,44,1],[50,1,51,1],[52,1,53,1],[54,1,55,1],[36,1,37,1]]}
["Input - Stamoplysninger"]
[]
[]
[]
[]
[]
[]
[]
[]
[]
[]
[null,null,null,null,null,null,null,null,null,null,null,null,null,null,null,null,"Fejlmeldinger"]
[null,"Tabel: I.3.1.1: Stamoplysninger",null,50,null,10,null,0.4,"Måler-aktiver","Total","Advarsler ",null,null,null,null,null,null,"Ahøj","Alav","Bhøj","Blav","C"]
[null,null,null,{"$f":"'3.2 Input - Forbrug og prod.'!$C$22","v":"A høj"},{"$f":"'3.2 Input - Forbrug og prod.'!$C$24","v":"A lav"},{"$f":"'3.2 Input - Forbrug og prod.'!$C$27","v":"B høj"},{"$f":"'3.2 Input - Forbrug og prod.'!$C$29","v":"B lav"},{"$f":"'3.2 Input - Forbrug og prod.'!$C$32","v":"C"},null,null,"Må ikke overskrives",null,null,null,null,null,"Skabelon",null,null,null,{"$f":"IF(OR(AND('2.1 Valg - Forbrugstariffer'!$U$31=2,'2.1 Valg - Forbrugstariffer'!$AH$27>1,OR('2.4 Valg - Omkostninger'!$R$37=3,'2.4 Valg - Omkostninger'!$R$20=2)),AND('2.1 Valg - Forbrugstariffer'!$U$31=3,'2.1 Valg - Forbrugstariffer'!$AH$28>1,OR('2.4 Valg - Omkostninger'!$R$37=3,'2.4 Valg - Omkostninger'!$R$20=2))),TRUE,FALSE)","v":true},{"$f":"IF(AND('2.1 Valg - Forbrugstariffer'!$U$44=2,'2.1 Valg - Forbrugstariffer'!$AH$35>1,OR('2.4 Valg - Omkostninger'!$R$37=3,'2.4 Valg - Omkostninger'!$R$20=2)),TRUE)","v":true}]
[null,"Valg",null,null,null,null,null,null,null,null,null,null,null,null,null,null,"Time",{"$f":"IF(AND('2.1 Valg - Forbrugstariffer'!$U$18=3,OR('2.4 Valg - Omkostninger'!$R$37=3,'2.4 Valg - Omkostninger'!$R$20=2)),TRUE)","v":true},{"$f":"IF(AND('2.1 Valg - Forbrugstariffer'!$U$18>1,OR('2.4 Valg - Omkostninger'!$R$37=3,'2.4 Valg - Omkostninger'!$R$20=2)),TRUE)","v":true},{"$f":"IF(AND('2.1 Valg - Forbrugstariffer'!$U$31=3,OR('2.4 Valg - Omkostninger'!$R$37=3,'2.4 Valg - Omkostninger'!$R$20=2)),TRUE)","v":true},{"$f":"IF(OR(AND('2.1 Valg - Forbrugstariffer'!$U$31=2,OR('2.1 Valg - Forbrugstariffer'!$AH$27=1,'2.1 Valg - Forbrugstariffer'!$AH$27=3),OR('2.4 Valg - Omkostninger'!$R$37=3,'2.4 Valg - Omkostninger'!$R$20=2)),AND('2.1 Valg - Forbrugstariffer'!$U$31=3,OR('2.1 Valg - Forbrugstariffer'!$AH$28=1,'2.1 Valg - Forbrugstariffer'!$AH$28=3),OR('2.4 Valg - Omkostninger'!$R$37=3,'2.4 Valg - Omkostninger'!$R$20=2))),TRUE)","v":true},{"$f":"IF(AND('2.1 Valg - Forbrugstariffer'!$U$44=2,OR('2.1 Valg - Forbrugstariffer'!$AH$35=1,'2.1 Valg - Forbrugstariffer'!$AH$35=3),OR('2.4 Valg - Omkostninger'!$R$37=3,'2.4 Valg - Omkostninger'!$R$20=2)),TRUE)","v":true}]
[null,null,null,null,null,null,null,null,null,null,{"$f":"IF(OR(AND('9.1 Tidsdiff. - Oversigt'!AD20=TRUE,'9.3 Tidsdiff. - Brugerdata'!N18=0),AND('9.1 Tidsdiff. - Oversigt'!AD53=TRUE,'9.3 Tidsdiff. - Brugerdata'!J18=0),AND('9.1 Tidsdiff. - Oversigt'!AD86=TRUE,'9.3 Tidsdiff. - Brugerdata'!F18=0)),\"FEJL - Inputdata mangler!\",\"\")","v":""},null,null,null,null,null,"Skabelon",null,null,null,{"$f":"IF(OR(AND('2.1 Valg - Forbrugstariffer'!$U$31=2,'2.1 Valg - Forbrugstariffer'!$AH$27>1,'2.4 Valg - Omkostninger'!$R$21=2),AND('2.1 Valg - Forbrugstariffer'!$U$31=3,'2.1 Valg - Forbrugstariffer'!$AH$28>1,'2.4 Valg - Omkostninger'!$R$21=2)),TRUE)","v":true},{"$f":"IF(AND('2.1 Valg - Forbrugstariffer'!$U$44=2,'2.1 Valg - Forbrugstariffer'!$AH$35>1,'2.4 Valg - Omkostninger'!$R$21=2),TRUE)","v":true}]
[null,"Ønske afrunding af abonnementer (deleligt med 12)",null,null,null,null,null,null,null,null,null,null,null,null,null,null,"Time",{"$f":"IF(AND('2.1 Valg - Forbrugstariffer'!$U$18=3,'2.4 Valg - Omkostninger'!$R$21=2),TRUE)","v":true},{"$f":"IF(AND('2.1 Valg - Forbrugstariffer'!$U$18>1,'2.4 Valg - Omkostninger'!$R$21=2),TRUE)","v":true},{"$f":"IF(AND('2.1 Valg - Forbrugstariffer'!$U$31=3,'2.4 Valg - Omkostninger'!$R$21=2),TRUE)","v":true},{"$f":"IF(OR(AND('2.1 Valg - Forbrugstariffer'!$U$31=2,OR('2.1 Valg - Forbrugstariffer'!$AH$27=1,'2.1 Valg - Forbrugstariffer'!$AH$27=3),'2.4 Valg - Omkostninger'!$R$21=2),AND('2.1 Valg - Forbrugstariffer'!$U$31=3,OR('2.1 Valg - Forbrugstariffer'!$AH$28=1,'2.1 Valg - Forbrugstariffer'!$AH$28=3),'2.4 Valg - Omkostninger'!$R$21=2)),TRUE)","v":true},{"$f":"IF(AND('2.1 Valg - Forbrugstariffer'!$U$44=2,OR('2.1 Valg - Forbrugstariffer'!$AH$35=1,'2.1 Valg - Forbrugstariffer'!$AH$35=3),'2.4 Valg - Omkostninger'!$R$21=2),TRUE)","v":true}]
[null,"Input"]
[null,"Samlede aktiver, 1.000 kr.",null,null,null,null,null,null,null,{"$f":"SUM(D19:I19)","v":0},{"$f":"IF(OR(AND(H19>0,'2.1 Valg - Forbrugstariffer'!U44=1),AND(F19>0,AND('2.1 Valg - Forbrugstariffer'!U31=1,'2.1 Valg - Forbrugstariffer'!U44=1))),\"Fejl - Data indtastet i grå celle!\",IF(ISBLANK(I19),\"FEJL - Data ikke indtastet i hvid celle!\",\"\"))","v":"FEJL - Data ikke indtastet i hvid celle!"},null,null,null,null,null,"Ønske afrunding af abonnementer (deleligt med 12)"]
[null,"Input - Målerpriser",null,null,null,null,null,null,null,null,null,null,null,null,null,null,false]
[null,"Målerpris, kr. per måler","Skabelon",null,null,null,1500,1500,null,null,{"$f":"IF(OR(ISBLANK(G21),ISBLANK(H21)),\"FEJL - Data ikke indtastet i hvid celle!\",\"\")","v":""}]
[null,null,"Time",30000,20000,20000,5000,5000,null,null,{"$f":"IF(OR(ISBLANK(D22),ISBLANK(E22),ISBLANK(F22),ISBLANK(G22),ISBLANK(H22)),\"FEJL - Data ikke indtastet i hvid celle!\",\"\")","v":""}]
[null,"Levetider, år","Skabelon",null,null,null,15,15,null,null,{"$f":"IF(OR(ISBLANK(G23),ISBLANK(H23)),\"FEJL - Data ikke indtastet i hvid celle!\",\"\")","v":""}]
[null,null,"Time",10,10,10,15,15,null,null,{"$f":"IF(OR(ISBLANK(D24),ISBLANK(E24),ISBLANK(F24),ISBLANK(G24),ISBLANK(H24)),\"FEJL - Data ikke indtastet i hvid celle!\",\"\")","v":""}]
[null,"Afskrivning på måler (beregnet)","Skabelon",null,null,null,{"$f":"IF(AND(G21>0,G23>0),(G21/G23),0)","v":100},{"$f":"IF(AND(H21>0,H23>0),(H21/H23),0)","v":100}]
[null,null,"Time",{"$f":"IF(AND(D22>0,D24>0),(D22/D24),0)","v":3000},{"$f":"IF(AND(E22>0,E24>0),(E22/E24),0)","v":2000},{"$f":"IF(AND(F22>0,F24>0),(F22/F24),0)","v":2000},{"$f":"IF(AND(G22>0,G24>0),(G22/G24),0)","v":333.33333333333331},{"$f":"IF(AND(H22>0,H24>0),(H22/H24),0)","v":333.33333333333331}]
[null,"Enhedspris for indhentning og validering af målerdata, kr. per installation","Skabelon",null,null,null,50,50,null,null,{"$f":"IF(OR(ISBLANK(G27),ISBLANK(H27)),\"FEJL - Data ikke indtastet i hvid celle!\",\"\")","v":""}]
[null,null,"Time",1000,1000,1000,1000,1000,null,null,{"$f":"IF(OR(ISBLANK(D28),ISBLANK(E28),ISBLANK(F28),ISBLANK(G28),ISBLANK(H28)),\"FEJL - Data ikke indtastet i hvid celle!\",\"\")","v":""}]
[null,"Enhedspris for drift og vedeligeholdelse af målere\n","Skabelon",null,null,null,50,50,null,null,{"$f":"IF(OR(ISBLANK(G29),ISBLANK(H29)),\"FEJL - Data ikke indtastet i hvid celle!\",\"\")","v":""}]
[null,null,"Time",400,400,400,50,50,null,null,{"$f":"IF(OR(ISBLANK(D30),ISBLANK(E30),ISBLANK(F30),ISBLANK(G30),ISBLANK(H30)),\"FEJL - Data ikke indtastet i hvid celle!\",\"\")","v":""}]
[null,"Beregnede fordelingsnøgler"]
[null,"Netaktiver",null,{"$f":"(D19+(E42+D42)*$I$19)/$J$19","v":{"$error":"#DIV/0!"}},null,{"$f":"(F19+(G41+G42+F42)*I19)/$J$19","v":{"$error":"#DIV/0!"}},null,{"$f":"(H19+(H41+H42)*$I$19)/$J$19","v":{"$error":"#DIV/0!"}}]
[null,"Målerpris",null,{"$f":"E42+D42","v":{"$error":"#DIV/0!"}},null,{"$f":"G42+F42+G41","v":{"$error":"#DIV/0!"}},null,{"$f":"H42+H41","v":{"$error":"#DIV/0!"}}]
[null,"Data",null,{"$f":"E49+D49","v":{"$error":"#DIV/0!"}},null,{"$f":"G49+F49+G48","v":{"$error":"#DIV/0!"}},null,{"$f":"H49+H48","v":{"$error":"#DIV/0!"}}]
[null,"Drift og vedligeholdelse af målere",null,{"$f":"D56+E56","v":{"$error":"#DIV/0!"}},null,{"$f":"F56+G56+G55","v":{"$error":"#DIV/0!"}},null,{"$f":"H56+H55","v":{"$error":"#DIV/0!"}}]
[null,"Til nøgler - målerpris"]
[null,"Antal (måler)","Skabelon",null,null,null,{"$f":"'4.1 Beregning - Mængder'!M107","v":0},{"$f":"'4.1 Beregning - Mængder'!P107","v":0},null,{"$f":"SUM(D37:H37)","v":0}]
[null,null,"Time",{"$f":"'4.1 Beregning - Mængder'!H107","v":0},{"$f":"'4.1 Beregning - Mængder'!I107","v":0},{"$f":"'4.1 Beregning - Mængder'!L107","v":0},{"$f":"'4.1 Beregning - Mængder'!N107","v":0},{"$f":"'4.1 Beregning - Mængder'!Q107","v":0},null,0]
[null,"Totaler  vægte","Skabelon",null,null,null,{"$f":"G37*'3.1 Input - Stamoplysninger'!G25","v":0},{"$f":"H37*'3.1 Input - Stamoplysninger'!H25","v":0},null,0]
[null,null,"Time",{"$f":"D38*'3.1 Input - Stamoplysninger'!D26","v":0},{"$f":"E38*'3.1 Input - Stamoplysninger'!E26","v":0},{"$f":"F38*'3.1 Input - Stamoplysninger'!F26","v":0},{"$f":"G38*'3.1 Input - Stamoplysninger'!G26","v":0},{"$f":"H38*'3.1 Input - Stamoplysninger'!H26","v":0},null,0]
[null,"Vægte","Skabelon",null,null,null,{"$f":"G39/SUM($J$39:$J$40)","v":{"$error":"#DIV/0!"}},{"$f":"H39/SUM($J$39:$J$40)","v":{"$error":"#DIV/0!"}},null,{"$error":"#DIV/0!"}]
[null,null,"Time",{"$f":"D40/SUM($J$39:$J$40)","v":{"$error":"#DIV/0!"}},{"$f":"E40/SUM($J$39:$J$40)","v":{"$error":"#DIV/0!"}},{"$f":"F40/SUM($J$39:$J$40)","v":{"$error":"#DIV/0!"}},{"$f":"G40/SUM($J$39:$J$40)","v":{"$error":"#DIV/0!"}},{"$f":"H40/SUM($J$39:$J$40)","v":{"$error":"#DIV/0!"}},null,{"$error":"#DIV/0!"}]
[null,"Til nøgler - indhentning og validering af måledata"]
[null,"Antal (måler)","Skabelon",null,null,null,{"$f":"'4.1 Beregning - Mængder'!M91","v":0},{"$f":"'4.1 Beregning - Mængder'!P91+'4.1 Beregning - Mængder'!R91","v":0},null,{"$f":"G44+H44","v":0}]
[null,null,"Time",{"$f":"'4.1 Beregning - Mængder'!H91","v":0},{"$f":"'4.1 Beregning - Mængder'!I91","v":0},{"$f":"'4.1 Beregning - Mængder'!L91","v":0},{"$f":"'4.1 Beregning - Mængder'!N91","v":0},{"$f":"'4.1 Beregning - Mængder'!Q91","v":0},null,{"$f":"SUM(D45:H45)","v":0}]
[null,"Totaler  vægte","Skabelon",null,null,null,{"$f":"G44*'3.1 Input - Stamoplysninger'!G27","v":0},{"$f":"H44*'3.1 Input - Stamoplysninger'!H27","v":0},null,{"$f":"G46+H46","v":0}]
[null,null,"Time",{"$f":"D45*'3.1 Input - Stamoplysninger'!D28","v":0},{"$f":"E45*'3.1 Input - Stamoplysninger'!E28","v":0},{"$f":"F45*'3.1 Input - Stamoplysninger'!F28","v":0},{"$f":"G45*'3.1 Input - Stamoplysninger'!G28","v":0},{"$f":"H45*'3.1 Input - Stamoplysninger'!H28","v":0},null,{"$f":"SUM(D47:H47)","v":0}]
[null,"Vægte","Skabelon",null,null,null,{"$f":"G46/($J$46+$J$47)","v":{"$error":"#DIV/0!"}},{"$f":"H46/($J$46+$J$47)","v":{"$error":"#DIV/0!"}},null,{"$f":"G48+H48","v":{"$error":"#DIV/0!"}}]
[null,null,"Time",{"$f":"D47/($J$46+$J$47)","v":{"$error":"#DIV/0!"}},{"$f":"E47/($J$46+$J$47)","v":{"$error":"#DIV/0!"}},{"$f":"F47/($J$46+$J$47)","v":{"$error":"#DIV/0!"}},{"$f":"G47/($J$46+$J$47)","v":{"$error":"#DIV/0!"}},{"$f":"H47/($J$46+$J$47)","v":{"$error":"#DIV/0!"}},null,{"$f":"SUM(D49:H49)","v":{"$error":"#DIV/0!"}}]
[null,"Til nøgler - Drift og vedligeholdelse af målere"]
[null,"Antal (måler)","Skabelon",null,null,null,{"$f":"'4.1 Beregning - Mængder'!M90","v":0},{"$f":"'4.1 Beregning - Mængder'!P90","v":0},null,{"$f":"G51+H51","v":0}]
[null,null,"Time",{"$f":"'4.1 Beregning - Mængder'!H90","v":0},{"$f":"'4.1 Beregning - Mængder'!I90","v":0},{"$f":"'4.1 Beregning - Mængder'!L90","v":0},{"$f":"'4.1 Beregning - Mængder'!N90","v":0},{"$f":"'4.1 Beregning - Mængder'!Q90","v":0},null,{"$f":"SUM(D52:H52)","v":0}]
[null,"Totaler  vægte","Skabelon",null,null,null,{"$f":"G51*G29","v":0},0,null,{"$f":"G53+H53","v":0}]
[null,null,"Time",{"$f":"D52*D30","v":0},{"$f":"E52*E30","v":0},0,0,0,null,{"$f":"SUM(D54:H54)","v":0}]
[null,"Vægte","Skabelon",null,null,null,{"$f":"G53/($J$53+$J$54)","v":{"$error":"#DIV/0!"}},{"$error":"#DIV/0!"},null,{"$f":"G55+H55","v":{"$error":"#DIV/0!"}}]
[null,null,"Time",{"$f":"D54/($J$53+$J$54)","v":{"$error":"#DIV/0!"}},{"$f":"E54/($J$53+$J$54)","v":{"$error":"#DIV/0!"}},{"$error":"#DIV/0!"},{"$error":"#DIV/0!"},{"$error":"#DIV/0!"},null,{"$f":"SUM(D56:H56)","v":{"$error":"#DIV/0!"}}]
[null,"Beregnede enhedsomkostninger"]
[null,"Omkostninger pr. kunder, afskrivninger , målere","Skabelon",null,null,null,{"$f":"IF(G37 >0, G41*'3.3 Input - Omkostninger'!$E$39*1000/'3.1 Input - Stamoplysninger'!G37,)","v":0},{"$f":"IF(H37 >0, H41*'3.3 Input - Omkostninger'!$E$39*1000/'3.1 Input - Stamoplysninger'!H37,)","v":0}]
[null,null,"Time",{"$f":"IF(D38 >0, D42*'3.3 Input - Omkostninger'!$E$39*1000/'3.1 Input - Stamoplysninger'!D38,)","v":0},{"$f":"IF(E38 >0, E42*'3.3 Input - Omkostninger'!$E$39*1000/'3.1 Input - Stamoplysninger'!E38,)","v":0},{"$f":"IF(F38 >0, F42*'3.3 Input - Omkostninger'!$E$39*1000/'3.1 Input - Stamoplysninger'!F38,)","v":0},{"$f":"IF(G38 >0, G42*'3.3 Input - Omkostninger'!$E$39*1000/'3.1 Input - Stamoplysninger'!G38,)","v":0},{"$f":"IF(H38 >0, H42*'3.3 Input - Omkostninger'!$E$39*1000/'3.1 Input - Stamoplysninger'!H38,)","v":0}]
[null,"Omkostninger pr kunde, indhentning og validering","Skabelon",null,null,null,{"$f":"IF(G44>0, G48*'3.3 Input - Omkostninger'!$E$23*1000/'3.1 Input - Stamoplysninger'!G44,)","v":0},{"$f":"IF(H44>0, H48*'3.3 Input - Omkostninger'!$E$23*1000/'3.1 Input - Stamoplysninger'!H44,)","v":0}]
[null,null,"Time",{"$f":"IF(D45>0, D49*'3.3 Input - Omkostninger'!$E$23*1000/'3.1 Input - Stamoplysninger'!D45,)","v":0},{"$f":"IF(E45>0, E49*'3.3 Input - Omkostninger'!$E$23*1000/'3.1 Input - Stamoplysninger'!E45,)","v":0},{"$f":"IF(F45>0, F49*'3.3 Input - Omkostninger'!$E$23*1000/'3.1 Input - Stamoplysninger'!F45,)","v":0},{"$f":"IF(G45>0, G49*'3.3 Input - Omkostninger'!$E$23*1000/'3.1 Input - Stamoplysninger'!G45,)","v":0},{"$f":"IF(H45>0, H49*'3.3 Input - Omkostninger'!$E$23*1000/'3.1 Input - Stamoplysninger'!H45,)","v":0}]
[null,"Omkostninger pr kunde, drift og vedligeholdelse målere","Skabelon",null,null,null,{"$f":"IF(G51>0, G55*'3.3 Input - Omkostninger'!$E$22*1000/'3.1 Input - Stamoplysninger'!G51,)","v":0},{"$f":"IF(H51>0, H55*'3.3 Input - Omkostninger'!$E$22*1000/'3.1 Input - Stamoplysninger'!H51,)","v":0}]
[null,null,"Time",{"$f":"IF(D52>0, D56*'3.3 Input - Omkostninger'!$E$22*1000/'3.1 Input - Stamoplysninger'!D52,)","v":0},{"$f":"IF(E52>0, E56*'3.3 Input - Omkostninger'!$E$22*1000/'3.1 Input - Stamoplysninger'!E52,)","v":0},{"$f":"IF(F52>0, F56*'3.3 Input - Omkostninger'!$E$22*1000/'3.1 Input - Stamoplysninger'!F52,)","v":0},{"$f":"IF(G52>0, G56*'3.3 Input - Omkostninger'!$E$22*1000/'3.1 Input - Stamoplysninger'!G52,)","v":0},{"$f":"IF(H52>0, H56*'3.3 Input - Omkostninger'!$E$22*1000/'3.1 Input - Stamoplysninger'!H52,)","v":0}]
[]
[]
[null,"Beregning af enhedsomkostninger ved valg af direkte fordeling",null,{"$f":"D14","v":"A høj"},{"$f":"E14","v":"A lav"},"B høj","B lav","C"]
[null,"Omkostninger pr. kunder, afskrivninger , målere","Skabelon",null,null,null,{"$f":"IFERROR((G39/SUM($F$39:$G$40)*'3.3 Input - Omkostninger'!$G$39*1000)/G37,\"\")","v":""},{"$f":"IFERROR((H39/SUM($H$39:$H$40)*'3.3 Input - Omkostninger'!$H$39*1000)/H37,\"\")","v":""}]
[null,null,"Time",{"$f":"IFERROR((D40/SUM($D$39:$E$40)*'3.3 Input - Omkostninger'!$F$39*1000)/D38,\"\")","v":""},{"$f":"IFERROR((E40/SUM($D$39:$E$40)*'3.3 Input - Omkostninger'!$F$39*1000)/E38,\"\")","v":""},{"$f":"IFERROR((F40/SUM($F$39:$G$40)*'3.3 Input - Omkostninger'!$G$39*1000)/F38,\"\")","v":""},{"$f":"IFERROR((G40/SUM($F$39:$G$40)*'3.3 Input - Omkostninger'!$G$39*1000)/G38,\"\")","v":""},{"$f":"IFERROR((H40/SUM($H$39:$H$40)*'3.3 Input - Omkostninger'!$H$39*1000)/H38,\"\")","v":""}]
[null,"Omkostninger pr kunde, indhentning og validering","Skabelon",null,null,null,{"$f":"IFERROR((G46/SUM($F$46:$G$47)*'3.3 Input - Omkostninger'!$G$23*1000)/G44,\"\")","v":""},{"$f":"IFERROR((H46/($H$46+$H$47)*'3.3 Input - Omkostninger'!$H$23*1000)/'3.1 Input - Stamoplysninger'!H44,\"\")","v":""}]
[null,null,"Time",{"$f":"IFERROR((D47/SUM($D$46:$E$47)*'3.3 Input - Omkostninger'!$F$23*1000)/D45,\"\")","v":""},{"$f":"IFERROR((E47/SUM($D$46:$E$47)*'3.3 Input - Omkostninger'!$F$23*1000)/E45,\"\")","v":""},{"$f":"IFERROR((F47/SUM($F$46:$G$47)*'3.3 Input - Omkostninger'!$G$23*1000)/F45,\"\")","v":""},{"$f":"IFERROR((G47/SUM($F$46:$G$47)*'3.3 Input - Omkostninger'!$G$23*1000)/G45,\"\")","v":""},{"$f":"IFERROR((H47/($H$46+$H$47)*'3.3 Input - Omkostninger'!$H$23*1000)/'3.1 Input - Stamoplysninger'!H45,\"\")","v":""}]
[null,"Omkostninger pr kunde, drift og vedligeholdelse målere","Skabelon",null,null,null,{"$f":"IFERROR((G53/SUM($F$53:$G$54)*'3.3 Input - Omkostninger'!$G$22*1000)/G51,\"\")","v":""},{"$f":"IFERROR((H53/SUM($H$53:$H$54)*'3.3 Input - Omkostninger'!$H$22*1000)/H51,\"\")","v":""}]
[null,null,"Time",{"$f":"IFERROR((D54/SUM($D$53:$E$54)*'3.3 Input - Omkostninger'!$F$22*1000)/D52,\"\")","v":""},{"$f":"IFERROR((E54/SUM($D$53:$E$54)*'3.3 Input - Omkostninger'!$F$22*1000)/E52,\"\")","v":""},{"$f":"IFERROR((F54/SUM($F$53:$G$54)*'3.3 Input - Omkostninger'!$G$22*1000)/F52,\"\")","v":""},{"$f":"IFERROR((G54/SUM($F$53:$G$54)*'3.3 Input - Omkostninger'!$G$22*1000)/G52,\"\")","v":""},{"$f":"IFERROR((H54/SUM($H$53:$H$54)*'3.3 Input - Omkostninger'!$H$22*1000)/H52,\"\")","v":""}]

{"sheet":"3.2 Input - Forbrug og prod.","index":6,"n_rows":50,"n_cols":46,"rows_kept":50,"cut":false,"hidden":false,"merged":[[17,37,17,38],[17,35,17,36],[18,4,18,5],[20,1,25,1],[26,1,30,1],[38,28,39,28],[18,1,18,2],[37,1,38,2],[37,3,38,4],[46,1,47,1],[43,1,45,1],[37,7,37,28],[38,7,38,12],[31,1,32,1],[40,1,42,1],[38,13,38,18],[38,19,38,24],[38,25,38,27],[37,5,38,5]]}
["Data input - Forbrug og egenproduktion"]
[]
[]
[]
[]
[]
[]
[]
[]
[]
[]
[]
[]
[]
[]
[]
[null,null,null,null,null,null,null,null,null,null,null,null,null,null,null,null,null,null,null,null,null,null,null,null,null,null,null,null,null,null,null,null,null,null,"Totalt antal måler til nøgler",null,null,null,null,"Hjælpetabel -prduktionsinstallationer"]
[null,null,null,null,null,null,null,null,null,null,null,null,null,null,null,null,null,null,null,null,null,null,null,null,null,null,null,null,null,null,null,null,null,null,null,"Måler",null,"Måledata",null,"Egenproduktion",null,null,"Pr.måler",null,"Produktion"]
[null,"Tabel: I.3.2.1",null,"Forbrug, MWh","Antal Installationer",null,"Advarsler ",null,null,null,null,null,null,null,null,null,null,null,null,null,null,null,null,null,null,null,null,null,null,null,null,null,null,null,null,"Skabelon","Time","Skabelon","Time","abon1","abon2","abon3","time","skabelon","kraftværker","Vindmøller"]
[null,null,null,"MWh","Skabelon","Time","Må ikke overskrives",null,null,null,null,null,null,null,null,null,null,null,null,null,null,null,null,null,null,null,null,null,null,null,null,null,null,null,{"$f":"$C$22","v":"A høj"},"-",{"$f":"IF(Valg_A1=3,F22+F23+F21+AN20+AO20+AP20+AQ20+AR20+AS20,F22+F23+AN20+AO20+AP20+AQ20+AR20+AS20)","v":0},"-",{"$f":"IF(Valg_A1=3,F22+F23+F21+2*AN20+AO20+AP20+AS20+AT20,F22+F23+2*AN20+AO20+AP20+AS20+AT20)","v":0},{"$f":"H41+I41","v":0},{"$f":"J41+K41","v":0},{"$f":"L41","v":0},{"$f":"SUM(N41:R41)","v":0},{"$f":"SUM(T41:X41)","v":0},{"$f":"Z41","v":0},{"$f":"AA41","v":0}]
[null,"Tarif A",{"$f":"IF('2.1 Valg - Forbrugstariffer'!$V$21=1,\"A 0\",\"\")","v":""},null,null,null,{"$f":"IF(AND('2.1 Valg - Forbrugstariffer'!$W$21=0,OR(D21>0,F21>0)),\"FEJL - Data indtastet i grå celle!\",IF(AND('2.1 Valg - Forbrugstariffer'!$W$21=1,OR(ISBLANK(D21),ISBLANK(F21))),\"FEJL - Data ikke indtastet i hvid celle!\",\"\"))","v":""},null,null,null,null,null,null,null,null,null,null,null,null,null,null,null,null,null,null,null,null,null,null,null,null,null,null,null,{"$f":"$C$24","v":"A lav"},"-",{"$f":"IF(Valg_A1=2,F24+F25+F21+AN21+AO21+AP21+AQ21+AR21+AS21,F24+F25+AN21+AO21+AP21+AQ21+AR21+AS21)","v":0},"-",{"$f":"IF(Valg_A1=2,F24+F25+F21+2*AN21+AO21+AP21+AS21+AT21,F24+F25+2*AN21+AO21+AP21+AS21+AT21)","v":0},{"$f":"H42+I42","v":0},{"$f":"J42+K42","v":0},{"$f":"L42","v":0},{"$f":"SUM(N42:R42)","v":0},{"$f":"SUM(T42:X42)","v":0},{"$f":"Z42","v":0},{"$f":"AA42","v":0}]
[null,null,{"$f":"IF('2.1 Valg - Forbrugstariffer'!$U$18<3,\"\",\"A høj\")","v":"A høj"},null,null,null,{"$f":"IF(AND('2.1 Valg - Forbrugstariffer'!$AH$18<3,OR(D22>0,F22>0)),\"FEJL - Data indtastet i grå celle!\",IF(AND('2.1 Valg - Forbrugstariffer'!$AH$18=3,OR(ISBLANK(D22),ISBLANK(F22))),\"FEJL - Data ikke indtastet i hvid celle!\",\"\"))","v":"FEJL - Data ikke indtastet i hvid celle!"},null,null,null,null,null,null,null,null,null,null,null,null,null,null,null,null,null,null,null,null,null,null,null,null,null,null,null,{"$f":"C26","v":"A total"},null,null,null,null,{"$f":"AN21+AN20","v":0},0,0,0,0,0,0]
[null,null,{"$f":"IF('2.1 Valg - Forbrugstariffer'!W19=1,\"A høj (bev.)\",\"\")","v":""},null,null,null,{"$f":"IF(AND('2.1 Valg - Forbrugstariffer'!$W$19=0,OR(D23>0,F23>0)),\"FEJL - Data indtastet i grå celle!\",IF(AND('2.1 Valg - Forbrugstariffer'!$W$19=1,OR(ISBLANK(D23),ISBLANK(F23))),\"FEJL - Data ikke indtastet i hvid celle!\",\"\"))","v":""},null,null,null,null,null,null,null,null,null,null,null,null,null,null,null,null,null,null,null,null,null,null,null,null,null,null,null,{"$f":"$C$27","v":"B høj"},"-",{"$f":"F27+F28+AN23+AO23+AP23+AQ23+AR23+AS23","v":0},"-",{"$f":"F27+F28+2*AN23+AO23+AP23+AS23+AT23","v":0},{"$f":"H44+I44","v":0},{"$f":"J44+K44","v":0},{"$f":"L44","v":0},{"$f":"SUM(N44:R44)","v":0},{"$f":"SUM(T44:X44)","v":0},{"$f":"Z44","v":0},{"$f":"AA44","v":0}]
[null,null,{"$f":"IF('2.1 Valg - Forbrugstariffer'!$U$18=2,\"A\",IF('2.1 Valg - Forbrugstariffer'!$U$18=3,\"A lav\",\"\"))","v":"A lav"},null,null,null,{"$f":"IF(AND('2.1 Valg - Forbrugstariffer'!$U$18=1,OR(D24>0,F24>0)),\"FEJL - Data indtastet i grå celle!\",IF(AND('2.1 Valg - Forbrugstariffer'!$U$18>1,OR(ISBLANK(D24),ISBLANK(F24))),\"FEJL - Data ikke indtastet i hvid celle!\",\"\"))","v":"FEJL - Data ikke indtastet i hvid celle!"},null,null,null,null,null,null,null,null,null,null,null,null,null,null,null,null,null,null,null,null,null,null,null,null,null,null,null,{"$f":"$C$29","v":"B lav"},{"$f":"E29+E30","v":0},{"$f":"F29+F30+AN24+AO24+AP24+AQ24+AR24+AS24","v":0},{"$f":"E29+E30","v":0},{"$f":"F29+F30+2*AN24+AO24+AP24+AS24+AT24","v":0},{"$f":"H45+I45","v":0},{"$f":"J45+K45","v":0},{"$f":"L45","v":0},{"$f":"SUM(N45:R45)","v":0},{"$f":"SUM(T45:X45)","v":0},{"$f":"Z45","v":0},{"$f":"AA45","v":0}]
[null,null,{"$f":"IF('2.1 Valg - Forbrugstariffer'!$W$18=1,\"A (bev.)\",IF('2.1 Valg - Forbrugstariffer'!$W$20=1,\"A lav (bev.)\",\"\"))","v":""},null,null,null,{"$f":"IF(AND('2.1 Valg - Forbrugstariffer'!$W$18+'2.1 Valg - Forbrugstariffer'!$W$20=0,OR(D25>0,F25>0)),\"FEJL - Data indtastet i grå celle!\",IF(AND('2.1 Valg - Forbrugstariffer'!$W$18+'2.1 Valg - Forbrugstariffer'!$W$20=1,OR(ISBLANK(D25),ISBLANK(F25))),\"FEJL - Data ikke indtastet i hvid celle!\",\"\"))","v":""},null,null,null,null,null,null,null,null,null,null,null," ",null,null,null,null,null,null,null,null,null,null,null,null,null,null,null,{"$f":"C31","v":"B total"},null,null,null,null,{"$f":"AN24+AN23","v":0},0,0,0,0,0,0]
[null,null,{"$f":"IF(Valg_A1=1,\"\",\"A total\")","v":"A total"},{"$f":"SUM(D21:D25)","v":0},null,{"$f":"SUM(F21:F25)","v":0},null,null,null,null,null,null,null,null,null,null,null,null,null,null," ",null,null,null,null,null,null,null,null,null,null,null,null,null,{"$f":"$C$32","v":"C"},{"$f":"E33","v":0},{"$f":"F33+AN26+AO26+AP26+AQ26+AR26+AS26","v":0},{"$f":"E33","v":0},{"$f":"F33+2*AN26+AO26+AP26+AS26+AT26","v":0},{"$f":"H47+I47","v":0},{"$f":"J47+K47","v":0},{"$f":"L47","v":0},{"$f":"SUM(N47:R47)","v":0},{"$f":"SUM(T47:X47)","v":0},{"$f":"Z47","v":0},{"$f":"AA47","v":0}]
[null,"Tarif B",{"$f":"IF('2.1 Valg - Forbrugstariffer'!$U$31<3,\"\",\"B høj\")","v":"B høj"},null,null,null,{"$f":"IF(AND('2.1 Valg - Forbrugstariffer'!$U$31<3,OR(D27>0,F27>0)),\"FEJL - Data indtastet i grå celle!\",IF(AND('2.1 Valg - Forbrugstariffer'!$U$31=3,OR(ISBLANK(D27),ISBLANK(F27))),\"FEJL - Data ikke indtastet i hvid celle!\",\"\"))","v":"FEJL - Data ikke indtastet i hvid celle!"},null,null,null,null,null,null,null,null,null,null,null,null,null,null,null,null,null,null,null,null,null,null,null,null,null,null,null,{"$f":"C34","v":"Total"},null,null,null,null,{"$f":"AN22+AN25+AN26","v":0},0,0,0,0,0,0]
[null,null,{"$f":"IF(AND('2.1 Valg - Forbrugstariffer'!$U$31=3,'2.1 Valg - Forbrugstariffer'!$AH$30=TRUE),\"B høj (bev.)\",\"\")","v":""},null,null,null,{"$f":"IF(AND('2.1 Valg - Forbrugstariffer'!$U$37=0,OR(D28>0,F28>0)),\"FEJL - Data indtastet i grå celle!\",IF(AND('2.1 Valg - Forbrugstariffer'!$U$37=1,OR(ISBLANK(D28),ISBLANK(F28))),\"FEJL - Data ikke indtastet i hvid celle!\",\"\"))","v":""}]
[null,null,{"$f":"IF('2.1 Valg - Forbrugstariffer'!$U$31=2,\"B\",IF('2.1 Valg - Forbrugstariffer'!$U$31=3,\"B lav\",\"\"))","v":"B lav"},null,null,null,{"$f":"IF(AND('2.1 Valg - Forbrugstariffer'!$U$31=1,D29>0),\"FEJL - Data indtastet i grå celle!\",IF(AND('2.1 Valg - Forbrugstariffer'!$U$31>1,ISBLANK(D29)),\"FEJL - Data ikke indtastet i hvid celle!\",IF(AND(E29>0,'2.1 Valg - Forbrugstariffer'!W27+'2.1 Valg - Forbrugstariffer'!V27=0),\"FEJL - Data indtastet i grå celle!\",IF(AND(ISBLANK(E29),'2.1 Valg - Forbrugstariffer'!W27+'2.1 Valg - Forbrugstariffer'!V27>0),\"FEJL - Data ikke indtastet i hvid celle!\",IF(AND(F29>0,'2.1 Valg - Forbrugstariffer'!U27+'2.1 Valg - Forbrugstariffer'!W27=0),\"FEJL - Data indtastet i grå celle!\",IF(AND(ISBLANK(F29),'2.1 Valg - Forbrugstariffer'!U27+'2.1 Valg - Forbrugstariffer'!W27>0),\"FEJL - Data ikke indtastet i hvid celle!\",\"\"))))))","v":"FEJL - Data ikke indtastet i hvid celle!"}]
[null,null,{"$f":"IF('2.1 Valg - Forbrugstariffer'!U36=1,\"B (bev.)\",IF('2.1 Valg - Forbrugstariffer'!U38=1,\"B lav (bev.)\",\"\"))","v":""},null,null,null,{"$f":"IF(AND('2.1 Valg - Forbrugstariffer'!$U$36+'2.1 Valg - Forbrugstariffer'!$U$38=0,D30>0),\"FEJL - Data indtastet i grå celle!\",IF(AND('2.1 Valg - Forbrugstariffer'!$U$36+'2.1 Valg - Forbrugstariffer'!$U$38>0,ISBLANK(D30)),\"FEJL - Data ikke indtastet i hvid celle!\",IF(AND(F30>0,'2.1 Valg - Forbrugstariffer'!U36+'2.1 Valg - Forbrugstariffer'!U38=0),\"FEJL - Data indtastet i grå celle!\",IF(AND(ISBLANK(F30),'2.1 Valg - Forbrugstariffer'!U36+'2.1 Valg - Forbrugstariffer'!U38>0),\"FEJL - Data ikke indtastet i hvid celle!\",IF(E30>0,\"FEJL - Data indtastet i grå celle!\",\"\")))))","v":""}]
[null,null,{"$f":"IF('2.1 Valg - Forbrugstariffer'!$U$31=1,\"\",\"B total\")","v":"B total"},{"$f":"SUM(D27:D30)","v":0},{"$f":"SUM(E29:E30)","v":0},{"$f":"SUM(F27:F30)","v":0}]
[null,"Tarif C",{"$f":"IF(Valg_A3=2,\"C\",\"\")","v":"C"},null,null,null,{"$f":"IF(AND('2.1 Valg - Forbrugstariffer'!$U$44=1,D32>0),\"FEJL - Data indtastet i grå celle!\",IF(AND('2.1 Valg - Forbrugstariffer'!$U$44>1,ISBLANK(D32)),\"FEJL - Data ikke indtastet i hvid celle!\",IF(AND(E32>0,'2.1 Valg - Forbrugstariffer'!W26+'2.1 Valg - Forbrugstariffer'!V26=0),\"FEJL - Data indtastet i grå celle!\",IF(AND(ISBLANK(E32),'2.1 Valg - Forbrugstariffer'!W26+'2.1 Valg - Forbrugstariffer'!V26>0),\"FEJL - Data ikke indtastet i hvid celle!\",IF(AND(F32>0,'2.1 Valg - Forbrugstariffer'!U26+'2.1 Valg - Forbrugstariffer'!W26=0),\"FEJL - Data indtastet i grå celle!\",IF(AND(ISBLANK(F32),'2.1 Valg - Forbrugstariffer'!U26+'2.1 Valg - Forbrugstariffer'!W26>0),\"FEJL - Data ikke indtastet i hvid celle!\",\"\"))))))","v":"FEJL - Data ikke indtastet i hvid celle!"}]
[null,null,"C total",{"$f":"SUM(D32)","v":0},{"$f":"SUM(E32)","v":0},0]
[null,null,"Total",{"$f":"SUM(D33,D31,D26)","v":0},{"$f":"SUM(E33,E31,E26)","v":0},{"$f":"SUM(F33,F31,F26)","v":0}]
[]
[]
[]
[null,"Tabel I.3.2.2",null,"Egenproducenter, MWh",null,"Advarsler ",null,"Antal installationer"]
[null,null,null,null,null,null,null,"Målere, egenproduktion",null,null,null,null,null,"Produktionsmålere (timeafregnet)",null,null,null,null,null,"Produktionsmålere (skabelonafregnet)",null,null,null,null,null,"Producenter",null,null,"Egenprod. og produktion, i alt"]
[null,null,null,"Bruttoleveret","Egetforbrug","Må ikke overskrives",null,"Afr. grp 1","Afr. grp 2","Afr. grp 4","Afr. grp 5 og 6","Skabelon","Total","Afr. grp 1","Afr. grp 2","Afr. grp 4","Afr. grp 5 og 6","Skabelon","Total","Afr. grp 1","Afr. grp 2","Afr. grp 4","Afr. grp 5 og 6","Skabelon","Total","Kraft-værker","Vind-møller","Total"]
[null,"Tarif A",{"$f":"$C$22","v":"A høj"},null,null,{"$f":"IF(AND('2.2 Valg - Egenproducenter'!$AA$50=0,OR(D41>0,E41>0)),\"FEJL - Data indtastet i grå celle!\",IF(AND('2.2 Valg - Egenproducenter'!$AA$50=1,OR(ISBLANK(D41),ISBLANK(E41))),\"FEJL - Data ikke indtastet i hvid celle!\",\"\"))","v":""},null,null,null,null,null,null,{"$f":"SUM(H41:L41)","v":0},null,null,null,null,null,{"$f":"SUM(N41:R41)","v":0},null,null,null,null,null,{"$f":"SUM(T41:X41)","v":0},null,null,{"$f":"Z41+AA41","v":0},{"$f":"M41+S41+Y41+AB41","v":0}]
[null,null,{"$f":"$C$24","v":"A lav"},null,null,{"$f":"IF(AND('2.2 Valg - Egenproducenter'!$AA$47+'2.2 Valg - Egenproducenter'!$AA$53=0,OR(D42>0,E42>0)),\"FEJL - Data indtastet i grå celle!\",IF(AND('2.2 Valg - Egenproducenter'!$AA$47+'2.2 Valg - Egenproducenter'!$AA$53>0,OR(ISBLANK(D42),ISBLANK(E42))),\"FEJL - Data ikke indtastet i hvid celle!\",\"\"))","v":""},null,null,null,null,null,null,{"$f":"SUM(H42:L42)","v":0},null,null,null,null,null,{"$f":"SUM(N42:R42)","v":0},null,null,null,null,null,{"$f":"SUM(T42:X42)","v":0},null,null,{"$f":"Z42+AA42","v":0},{"$f":"M42+S42+Y42+AB42","v":0}]
[null,null,{"$f":"$C$26","v":"A total"},{"$f":"SUM(D41:D42)","v":0},{"$f":"SUM(E41:E42)","v":0},null,null,{"$f":"SUM(H41:H42)","v":0},{"$f":"SUM(I41:I42)","v":0},0,0,0,0,0,0,0,0,0,0,0,0,0,0,0,0,0,0,0,0]
[null,"Tarif B",{"$f":"$C$27","v":"B høj"},null,null,{"$f":"IF(AND('2.2 Valg - Egenproducenter'!$AA$59=0,OR(D44>0,E44>0)),\"FEJL - Data indtastet i grå celle!\",IF(AND('2.2 Valg - Egenproducenter'!$AA$59=1,OR(ISBLANK(D44),ISBLANK(E44))),\"FEJL - Data ikke indtastet i hvid celle!\",\"\"))","v":""},null,null,null,null,null,null,0,null,null,null,null,null,0,null,null,null,null,null,0,null,null,0,0]
[null,null,{"$f":"$C$29","v":"B lav"},null,null,{"$f":"IF(AND('2.2 Valg - Egenproducenter'!$AA$56+'2.2 Valg - Egenproducenter'!$AA$62=0,OR(D45>0,E45>0)),\"FEJL - Data indtastet i grå celle!\",IF(AND('2.2 Valg - Egenproducenter'!$AA$56+'2.2 Valg - Egenproducenter'!$AA$62>0,OR(ISBLANK(D45),ISBLANK(E45))),\"FEJL - Data ikke indtastet i hvid celle!\",\"\"))","v":""},null,null,null,null,null,null,0,null,null,null,null,null,0,null,null,null,null,null,0,null,null,0,0]
[null,null,{"$f":"$C$31","v":"B total"},{"$f":"SUM(D44:D45)","v":0},{"$f":"SUM(E44:E45)","v":0},null,null,{"$f":"SUM(H44:H45)","v":0},{"$f":"SUM(I44:I45)","v":0},0,0,0,0,{"$f":"SUM(N44:N45)","v":0},0,0,0,{"$f":"SUM(R44:R45)","v":0},0,0,{"$f":"SUM(U44:U45)","v":0},{"$f":"SUM(V44:V45)","v":0},{"$f":"SUM(W44:W45)","v":0},{"$f":"SUM(X44:X45)","v":0},0,0,{"$f":"SUM(AA44:AA45)","v":0},0,0]
[null,"Tarif C",{"$f":"C32","v":"C"},null,null,{"$f":"IF(AND('2.2 Valg - Egenproducenter'!$AA$65=0,OR(D47>0,E47>0)),\"FEJL - Data indtastet i grå celle!\",IF(AND('2.2 Valg - Egenproducenter'!$AA$65=1,OR(ISBLANK(D47),ISBLANK(E47))),\"FEJL - Data ikke indtastet i hvid celle!\",\"\"))","v":""},null,null,null,null,null,null,0,null,null,null,null,null,0,null,null,null,null,null,0,null,null,0,0]
[null,null,{"$f":"C33","v":"C total"},{"$f":"D47","v":0},{"$f":"E47","v":0},null,null,{"$f":"SUM(H47)","v":0},{"$f":"SUM(I47)","v":0},0,0,0,0,0,0,0,0,0,0,0,0,0,0,0,0,0,0,0,0]
[null,null,"Total",{"$f":"SUM(D43,D46,D48)","v":0},{"$f":"SUM(E43,E46,E48)","v":0},null,null,{"$f":"SUM(H48,H46,H43)","v":0},0,0,0,0,0,0,0,0,0,0,0,0,0,0,0,0,0,0,0,0,0]
[null,"Advarsler ","Må ikke overskrives",null,null,null,null,{"$f":"IF(AND(H41>0,'2.2 Valg - Egenproducenter'!V50=0),\"FEJL - Data indtastet i grå celle!\",IF(AND(ISBLANK(H41),'2.2 Valg - Egenproducenter'!V50>0),\"FEJL - Data ikke indtastet i hvid celle!\",IF(AND(H42>0,OR('2.2 Valg - Egenproducenter'!V53+'2.2 Valg - Egenproducenter'!V47=0)),\"FEJL - Data indtastet i grå celle!\",IF(AND(ISBLANK(H42),OR('2.2 Valg - Egenproducenter'!V53+'2.2 Valg - Egenproducenter'!V47>0)),\"FEJL - Data ikke indtastet i hvid celle!\",IF(AND(H44>0,'2.2 Valg - Egenproducenter'!V59=0),\"FEJL - Data indtastet i grå celle!\",IF(AND(ISBLANK(H44),'2.2 Valg - Egenproducenter'!V59>0),\"FEJL - Data ikke indtastet i hvid celle!\",IF(AND(H45>0,OR('2.2 Valg - Egenproducenter'!V56+'2.2 Valg - Egenproducenter'!V62=0)),\"FEJL - Data indtastet i grå celle!\",IF(AND(ISBLANK(H45),OR('2.2 Valg - Egenproducenter'!V56+'2.2 Valg - Egenproducenter'!V62>0)),\"FEJL - Data ikke indtastet i hvid celle!\",IF(AND(H47>0,'2.2 Valg - Egenproducenter'!V65=0),\"FEJL - Data indtastet i grå celle!\",IF(AND(ISBLANK(H47),'2.2 Valg - Egenproducenter'!V65>0),\"FEJL - Data ikke indtastet i hvid celle!\",\"\"))))))))))","v":""},{"$f":"IF(AND(I41>0,'2.2 Valg - Egenproducenter'!W50=0),\"FEJL - Data indtastet i grå celle!\",IF(AND(ISBLANK(I41),'2.2 Valg - Egenproducenter'!W50>0),\"FEJL - Data ikke indtastet i hvid celle!\",IF(AND(I42>0,OR('2.2 Valg - Egenproducenter'!W53+'2.2 Valg - Egenproducenter'!W47=0)),\"FEJL - Data indtastet i grå celle!\",IF(AND(ISBLANK(I42),OR('2.2 Valg - Egenproducenter'!W53+'2.2 Valg - Egenproducenter'!W47>0)),\"FEJL - Data ikke indtastet i hvid celle!\",IF(AND(I44>0,'2.2 Valg - Egenproducenter'!W59=0),\"FEJL - Data indtastet i grå celle!\",IF(AND(ISBLANK(I44),'2.2 Valg - Egenproducenter'!W59>0),\"FEJL - Data ikke indtastet i hvid celle!\",IF(AND(I45>0,OR('2.2 Valg - Egenproducenter'!W56+'2.2 Valg - Egenproducenter'!W62=0)),\"FEJL - Data indtastet i grå celle!\",IF(AND(ISBLANK(I45),OR('2.2 Valg - Egenproducenter'!W56+'2.2 Valg - Egenproducenter'!W62>0)),\"FEJL - Data ikke indtastet i hvid celle!\",IF(AND(I47>0,'2.2 Valg - Egenproducenter'!W65=0),\"FEJL - Data indtastet i grå celle!\",IF(AND(ISBLANK(I47),'2.2 Valg - Egenproducenter'!W65>0),\"FEJL - Data ikke indtastet i hvid celle!\",\"\"))))))))))","v":""},{"$f":"IF(AND(J41>0,'2.2 Valg - Egenproducenter'!X50=0),\"FEJL - Data indtastet i grå celle!\",IF(AND(ISBLANK(J41),'2.2 Valg - Egenproducenter'!X50>0),\"FEJL - Data ikke indtastet i hvid celle!\",IF(AND(J42>0,OR('2.2 Valg - Egenproducenter'!X53+'2.2 Valg - Egenproducenter'!X47=0)),\"FEJL - Data indtastet i grå celle!\",IF(AND(ISBLANK(J42),OR('2.2 Valg - Egenproducenter'!X53+'2.2 Valg - Egenproducenter'!X47>0)),\"FEJL - Data ikke indtastet i hvid celle!\",IF(AND(J44>0,'2.2 Valg - Egenproducenter'!X59=0),\"FEJL - Data indtastet i grå celle!\",IF(AND(ISBLANK(J44),'2.2 Valg - Egenproducenter'!X59>0),\"FEJL - Data ikke indtastet i hvid celle!\",IF(AND(J45>0,OR('2.2 Valg - Egenproducenter'!X56+'2.2 Valg - Egenproducenter'!X62=0)),\"FEJL - Data indtastet i grå celle!\",IF(AND(ISBLANK(J45),OR('2.2 Valg - Egenproducenter'!X56+'2.2 Valg - Egenproducenter'!X62>0)),\"FEJL - Data ikke indtastet i hvid celle!\",IF(AND(J47>0,'2.2 Valg - Egenproducenter'!X65=0),\"FEJL - Data indtastet i grå celle!\",IF(AND(ISBLANK(J47),'2.2 Valg - Egenproducenter'!X65>0),\"FEJL - Data ikke indtastet i hvid celle!\",\"\"))))))))))","v":""},{"$f":"IF(AND(K41>0,'2.2 Valg - Egenproducenter'!Y50=0),\"FEJL - Data indtastet i grå celle!\",IF(AND(ISBLANK(K41),'2.2 Valg - Egenproducenter'!Y50>0),\"FEJL - Data ikke indtastet i hvid celle!\",IF(AND(K42>0,OR('2.2 Valg - Egenproducenter'!Y53+'2.2 Valg - Egenproducenter'!Y47=0)),\"FEJL - Data indtastet i grå celle!\",IF(AND(ISBLANK(K42),OR('2.2 Valg - Egenproducenter'!Y53+'2.2 Valg - Egenproducenter'!Y47>0)),\"FEJL - Data ikke indtastet i hvid celle!\",IF(AND(K44>0,'2.2 Valg - Egenproducenter'!Y59=0),\"FEJL - Data indtastet i grå celle!\",IF(AND(ISBLANK(K44),'2.2 Valg - Egenproducenter'!Y59>0),\"FEJL - Data ikke indtastet i hvid celle!\",IF(AND(K45>0,OR('2.2 Valg - Egenproducenter'!Y56+'2.2 Valg - Egenproducenter'!Y62=0)),\"FEJL - Data indtastet i grå celle!\",IF(AND(ISBLANK(K45),OR('2.2 Valg - Egenproducenter'!Y56+'2.2 Valg - Egenproducenter'!Y62>0)),\"FEJL - Data ikke indtastet i hvid celle!\",IF(AND(K47>0,'2.2 Valg - Egenproducenter'!Y65=0),\"FEJL - Data indtastet i grå celle!\",IF(AND(ISBLANK(K47),'2.2 Valg - Egenproducenter'!Y65>0),\"FEJL - Data ikke indtastet i hvid celle!\",\"\"))))))))))","v":""},{"$f":"IF(AND(L41>0,'2.2 Valg - Egenproducenter'!Z50=0),\"FEJL - Data indtastet i grå celle!\",IF(AND(ISBLANK(L41),'2.2 Valg - Egenproducenter'!Z50>0),\"FEJL - Data ikke indtastet i hvid celle!\",IF(AND(L42>0,OR('2.2 Valg - Egenproducenter'!Z53+'2.2 Valg - Egenproducenter'!Z47=0)),\"FEJL - Data indtastet i grå celle!\",IF(AND(ISBLANK(L42),OR('2.2 Valg - Egenproducenter'!Z53+'2.2 Valg - Egenproducenter'!Z47>0)),\"FEJL - Data ikke indtastet i hvid celle!\",IF(AND(L44>0,'2.2 Valg - Egenproducenter'!Z59=0),\"FEJL - Data indtastet i grå celle!\",IF(AND(ISBLANK(L44),'2.2 Valg - Egenproducenter'!Z59>0),\"FEJL - Data ikke indtastet i hvid celle!\",IF(AND(L45>0,OR('2.2 Valg - Egenproducenter'!Z56+'2.2 Valg - Egenproducenter'!Z62=0)),\"FEJL - Data indtastet i grå celle!\",IF(AND(ISBLANK(L45),OR('2.2 Valg - Egenproducenter'!Z56+'2.2 Valg - Egenproducenter'!Z62>0)),\"FEJL - Data ikke indtastet i hvid celle!\",IF(AND(L47>0,'2.2 Valg - Egenproducenter'!Z65=0),\"FEJL - Data indtastet i grå celle!\",IF(AND(ISBLANK(L47),'2.2 Valg - Egenproducenter'!Z65>0),\"FEJL - Data ikke indtastet i hvid celle!\",\"\"))))))))))","v":""},null,{"$f":"IF(AND(N$41>0,'2.2 Valg - Egenproducenter'!V51=0),\"FEJL - Data indtastet i grå celle!\",IF(AND(ISBLANK(N$41),'2.2 Valg - Egenproducenter'!V51>0),\"FEJL - Data ikke indtastet i hvid celle!\",IF(AND(N$42>0,OR('2.2 Valg - Egenproducenter'!V54+'2.2 Valg - Egenproducenter'!V48=0)),\"FEJL - Data indtastet i grå celle!\",IF(AND(ISBLANK(N$42),OR('2.2 Valg - Egenproducenter'!V54+'2.2 Valg - Egenproducenter'!V48>0)),\"FEJL - Data ikke indtastet i hvid celle!\",IF(AND(N$44>0,'2.2 Valg - Egenproducenter'!V60=0),\"FEJL - Data indtastet i grå celle!\",IF(AND(ISBLANK(N$44),'2.2 Valg - Egenproducenter'!V60>0),\"FEJL - Data ikke indtastet i hvid celle!\",IF(AND(N$45>0,OR('2.2 Valg - Egenproducenter'!V57+'2.2 Valg - Egenproducenter'!V63=0)),\"FEJL - Data indtastet i grå celle!\",IF(AND(ISBLANK(N$45),OR('2.2 Valg - Egenproducenter'!V57+'2.2 Valg - Egenproducenter'!V63>0)),\"FEJL - Data ikke indtastet i hvid celle!\",IF(AND(N$47>0,'2.2 Valg - Egenproducenter'!V66=0),\"FEJL - Data indtastet i grå celle!\",IF(AND(ISBLANK(N$47),'2.2 Valg - Egenproducenter'!V66>0),\"FEJL - Data ikke indtastet i hvid celle!\",\"\"))))))))))","v":""},{"$f":"IF(AND(O$41>0,'2.2 Valg - Egenproducenter'!W51=0),\"FEJL - Data indtastet i grå celle!\",IF(AND(ISBLANK(O$41),'2.2 Valg - Egenproducenter'!W51>0),\"FEJL - Data ikke indtastet i hvid celle!\",IF(AND(O$42>0,OR('2.2 Valg - Egenproducenter'!W54+'2.2 Valg - Egenproducenter'!W48=0)),\"FEJL - Data indtastet i grå celle!\",IF(AND(ISBLANK(O$42),OR('2.2 Valg - Egenproducenter'!W54+'2.2 Valg - Egenproducenter'!W48>0)),\"FEJL - Data ikke indtastet i hvid celle!\",IF(AND(O$44>0,'2.2 Valg - Egenproducenter'!W60=0),\"FEJL - Data indtastet i grå celle!\",IF(AND(ISBLANK(O$44),'2.2 Valg - Egenproducenter'!W60>0),\"FEJL - Data ikke indtastet i hvid celle!\",IF(AND(O$45>0,OR('2.2 Valg - Egenproducenter'!W57+'2.2 Valg - Egenproducenter'!W63=0)),\"FEJL - Data indtastet i grå celle!\",IF(AND(ISBLANK(O$45),OR('2.2 Valg - Egenproducenter'!W57+'2.2 Valg - Egenproducenter'!W63>0)),\"FEJL - Data ikke indtastet i hvid celle!\",IF(AND(O$47>0,'2.2 Valg - Egenproducenter'!W66=0),\"FEJL - Data indtastet i grå celle!\",IF(AND(ISBLANK(O$47),'2.2 Valg - Egenproducenter'!W66>0),\"FEJL - Data ikke indtastet i hvid celle!\",\"\"))))))))))","v":""},{"$f":"IF(AND(P$41>0,'2.2 Valg - Egenproducenter'!X51=0),\"FEJL - Data indtastet i grå celle!\",IF(AND(ISBLANK(P$41),'2.2 Valg - Egenproducenter'!X51>0),\"FEJL - Data ikke indtastet i hvid celle!\",IF(AND(P$42>0,OR('2.2 Valg - Egenproducenter'!X54+'2.2 Valg - Egenproducenter'!X48=0)),\"FEJL - Data indtastet i grå celle!\",IF(AND(ISBLANK(P$42),OR('2.2 Valg - Egenproducenter'!X54+'2.2 Valg - Egenproducenter'!X48>0)),\"FEJL - Data ikke indtastet i hvid celle!\",IF(AND(P$44>0,'2.2 Valg - Egenproducenter'!X60=0),\"FEJL - Data indtastet i grå celle!\",IF(AND(ISBLANK(P$44),'2.2 Valg - Egenproducenter'!X60>0),\"FEJL - Data ikke indtastet i hvid celle!\",IF(AND(P$45>0,OR('2.2 Valg - Egenproducenter'!X57+'2.2 Valg - Egenproducenter'!X63=0)),\"FEJL - Data indtastet i grå celle!\",IF(AND(ISBLANK(P$45),OR('2.2 Valg - Egenproducenter'!X57+'2.2 Valg - Egenproducenter'!X63>0)),\"FEJL - Data ikke indtastet i hvid celle!\",IF(AND(P$47>0,'2.2 Valg - Egenproducenter'!X66=0),\"FEJL - Data indtastet i grå celle!\",IF(AND(ISBLANK(P$47),'2.2 Valg - Egenproducenter'!X66>0),\"FEJL - Data ikke indtastet i hvid celle!\",\"\"))))))))))","v":""},{"$f":"IF(AND(Q$41>0,'2.2 Valg - Egenproducenter'!Y51=0),\"FEJL - Data indtastet i grå celle!\",IF(AND(ISBLANK(Q$41),'2.2 Valg - Egenproducenter'!Y51>0),\"FEJL - Data ikke indtastet i hvid celle!\",IF(AND(Q$42>0,OR('2.2 Valg - Egenproducenter'!Y54+'2.2 Valg - Egenproducenter'!Y48=0)),\"FEJL - Data indtastet i grå celle!\",IF(AND(ISBLANK(Q$42),OR('2.2 Valg - Egenproducenter'!Y54+'2.2 Valg - Egenproducenter'!Y48>0)),\"FEJL - Data ikke indtastet i hvid celle!\",IF(AND(Q$44>0,'2.2 Valg - Egenproducenter'!Y60=0),\"FEJL - Data indtastet i grå celle!\",IF(AND(ISBLANK(Q$44),'2.2 Valg - Egenproducenter'!Y60>0),\"FEJL - Data ikke indtastet i hvid celle!\",IF(AND(Q$45>0,OR('2.2 Valg - Egenproducenter'!Y57+'2.2 Valg - Egenproducenter'!Y63=0)),\"FEJL - Data indtastet i grå celle!\",IF(AND(ISBLANK(Q$45),OR('2.2 Valg - Egenproducenter'!Y57+'2.2 Valg - Egenproducenter'!Y63>0)),\"FEJL - Data ikke indtastet i hvid celle!\",IF(AND(Q$47>0,'2.2 Valg - Egenproducenter'!Y66=0),\"FEJL - Data indtastet i grå celle!\",IF(AND(ISBLANK(Q$47),'2.2 Valg - Egenproducenter'!Y66>0),\"FEJL - Data ikke indtastet i hvid celle!\",\"\"))))))))))","v":""},{"$f":"IF(AND(R$41>0,'2.2 Valg - Egenproducenter'!Z51=0),\"FEJL - Data indtastet i grå celle!\",IF(AND(ISBLANK(R$41),'2.2 Valg - Egenproducenter'!Z51>0),\"FEJL - Data ikke indtastet i hvid celle!\",IF(AND(R$42>0,OR('2.2 Valg - Egenproducenter'!Z54+'2.2 Valg - Egenproducenter'!Z48=0)),\"FEJL - Data indtastet i grå celle!\",IF(AND(ISBLANK(R$42),OR('2.2 Valg - Egenproducenter'!Z54+'2.2 Valg - Egenproducenter'!Z48>0)),\"FEJL - Data ikke indtastet i hvid celle!\",IF(AND(R$44>0,'2.2 Valg - Egenproducenter'!Z60=0),\"FEJL - Data indtastet i grå celle!\",IF(AND(ISBLANK(R$44),'2.2 Valg - Egenproducenter'!Z60>0),\"FEJL - Data ikke indtastet i hvid celle!\",IF(AND(R$45>0,OR('2.2 Valg - Egenproducenter'!Z57+'2.2 Valg - Egenproducenter'!Z63=0)),\"FEJL - Data indtastet i grå celle!\",IF(AND(ISBLANK(R$45),OR('2.2 Valg - Egenproducenter'!Z57+'2.2 Valg - Egenproducenter'!Z63>0)),\"FEJL - Data ikke indtastet i hvid celle!\",IF(AND(R$47>0,'2.2 Valg - Egenproducenter'!Z66=0),\"FEJL - Data indtastet i grå celle!\",IF(AND(ISBLANK(R$47),'2.2 Valg - Egenproducenter'!Z66>0),\"FEJL - Data ikke indtastet i hvid celle!\",\"\"))))))))))","v":""},null,{"$f":"IF(AND(T$41>0,'2.2 Valg - Egenproducenter'!V52=0),\"FEJL - Data indtastet i grå celle!\",IF(AND(ISBLANK(T$41),'2.2 Valg - Egenproducenter'!V52>0),\"FEJL - Data ikke indtastet i hvid celle!\",IF(AND(T$42>0,OR('2.2 Valg - Egenproducenter'!V55+'2.2 Valg - Egenproducenter'!V49=0)),\"FEJL - Data indtastet i grå celle!\",IF(AND(ISBLANK(T$42),OR('2.2 Valg - Egenproducenter'!V55+'2.2 Valg - Egenproducenter'!V49>0)),\"FEJL - Data ikke indtastet i hvid celle!\",IF(AND(T$44>0,'2.2 Valg - Egenproducenter'!V61=0),\"FEJL - Data indtastet i grå celle!\",IF(AND(ISBLANK(T$44),'2.2 Valg - Egenproducenter'!V61>0),\"FEJL - Data ikke indtastet i hvid celle!\",IF(AND(T$45>0,OR('2.2 Valg - Egenproducenter'!V58+'2.2 Valg - Egenproducenter'!V64=0)),\"FEJL - Data indtastet i grå celle!\",IF(AND(ISBLANK(T$45),OR('2.2 Valg - Egenproducenter'!V58+'2.2 Valg - Egenproducenter'!V64>0)),\"FEJL - Data ikke indtastet i hvid celle!\",IF(AND(T$47>0,'2.2 Valg - Egenproducenter'!V67=0),\"FEJL - Data indtastet i grå celle!\",IF(AND(ISBLANK(T$47),'2.2 Valg - Egenproducenter'!V67>0),\"FEJL - Data ikke indtastet i hvid celle!\",\"\"))))))))))","v":""},{"$f":"IF(AND(U$41>0,'2.2 Valg - Egenproducenter'!W52=0),\"FEJL - Data indtastet i grå celle!\",IF(AND(ISBLANK(U$41),'2.2 Valg - Egenproducenter'!W52>0),\"FEJL - Data ikke indtastet i hvid celle!\",IF(AND(U$42>0,OR('2.2 Valg - Egenproducenter'!W55+'2.2 Valg - Egenproducenter'!W49=0)),\"FEJL - Data indtastet i grå celle!\",IF(AND(ISBLANK(U$42),OR('2.2 Valg - Egenproducenter'!W55+'2.2 Valg - Egenproducenter'!W49>0)),\"FEJL - Data ikke indtastet i hvid celle!\",IF(AND(U$44>0,'2.2 Valg - Egenproducenter'!W61=0),\"FEJL - Data indtastet i grå celle!\",IF(AND(ISBLANK(U$44),'2.2 Valg - Egenproducenter'!W61>0),\"FEJL - Data ikke indtastet i hvid celle!\",IF(AND(U$45>0,OR('2.2 Valg - Egenproducenter'!W58+'2.2 Valg - Egenproducenter'!W64=0)),\"FEJL - Data indtastet i grå celle!\",IF(AND(ISBLANK(U$45),OR('2.2 Valg - Egenproducenter'!W58+'2.2 Valg - Egenproducenter'!W64>0)),\"FEJL - Data ikke indtastet i hvid celle!\",IF(AND(U$47>0,'2.2 Valg - Egenproducenter'!W67=0),\"FEJL - Data indtastet i grå celle!\",IF(AND(ISBLANK(U$47),'2.2 Valg - Egenproducenter'!W67>0),\"FEJL - Data ikke indtastet i hvid celle!\",\"\"))))))))))","v":""},{"$f":"IF(AND(V$41>0,'2.2 Valg - Egenproducenter'!X52=0),\"FEJL - Data indtastet i grå celle!\",IF(AND(ISBLANK(V$41),'2.2 Valg - Egenproducenter'!X52>0),\"FEJL - Data ikke indtastet i hvid celle!\",IF(AND(V$42>0,OR('2.2 Valg - Egenproducenter'!X55+'2.2 Valg - Egenproducenter'!X49=0)),\"FEJL - Data indtastet i grå celle!\",IF(AND(ISBLANK(V$42),OR('2.2 Valg - Egenproducenter'!X55+'2.2 Valg - Egenproducenter'!X49>0)),\"FEJL - Data ikke indtastet i hvid celle!\",IF(AND(V$44>0,'2.2 Valg - Egenproducenter'!X61=0),\"FEJL - Data indtastet i grå celle!\",IF(AND(ISBLANK(V$44),'2.2 Valg - Egenproducenter'!X61>0),\"FEJL - Data ikke indtastet i hvid celle!\",IF(AND(V$45>0,OR('2.2 Valg - Egenproducenter'!X58+'2.2 Valg - Egenproducenter'!X64=0)),\"FEJL - Data indtastet i grå celle!\",IF(AND(ISBLANK(V$45),OR('2.2 Valg - Egenproducenter'!X58+'2.2 Valg - Egenproducenter'!X64>0)),\"FEJL - Data ikke indtastet i hvid celle!\",IF(AND(V$47>0,'2.2 Valg - Egenproducenter'!X67=0),\"FEJL - Data indtastet i grå celle!\",IF(AND(ISBLANK(V$47),'2.2 Valg - Egenproducenter'!X67>0),\"FEJL - Data ikke indtastet i hvid celle!\",\"\"))))))))))","v":""},{"$f":"IF(AND(W$41>0,'2.2 Valg - Egenproducenter'!Y52=0),\"FEJL - Data indtastet i grå celle!\",IF(AND(ISBLANK(W$41),'2.2 Valg - Egenproducenter'!Y52>0),\"FEJL - Data ikke indtastet i hvid celle!\",IF(AND(W$42>0,OR('2.2 Valg - Egenproducenter'!Y55+'2.2 Valg - Egenproducenter'!Y49=0)),\"FEJL - Data indtastet i grå celle!\",IF(AND(ISBLANK(W$42),OR('2.2 Valg - Egenproducenter'!Y55+'2.2 Valg - Egenproducenter'!Y49>0)),\"FEJL - Data ikke indtastet i hvid celle!\",IF(AND(W$44>0,'2.2 Valg - Egenproducenter'!Y61=0),\"FEJL - Data indtastet i grå celle!\",IF(AND(ISBLANK(W$44),'2.2 Valg - Egenproducenter'!Y61>0),\"FEJL - Data ikke indtastet i hvid celle!\",IF(AND(W$45>0,OR('2.2 Valg - Egenproducenter'!Y58+'2.2 Valg - Egenproducenter'!Y64=0)),\"FEJL - Data indtastet i grå celle!\",IF(AND(ISBLANK(W$45),OR('2.2 Valg - Egenproducenter'!Y58+'2.2 Valg - Egenproducenter'!Y64>0)),\"FEJL - Data ikke indtastet i hvid celle!\",IF(AND(W$47>0,'2.2 Valg - Egenproducenter'!Y67=0),\"FEJL - Data indtastet i grå celle!\",IF(AND(ISBLANK(W$47),'2.2 Valg - Egenproducenter'!Y67>0),\"FEJL - Data ikke indtastet i hvid celle!\",\"\"))))))))))","v":""},{"$f":"IF(AND(X$41>0,'2.2 Valg - Egenproducenter'!Z52=0),\"FEJL - Data indtastet i grå celle!\",IF(AND(ISBLANK(X$41),'2.2 Valg - Egenproducenter'!Z52>0),\"FEJL - Data ikke indtastet i hvid celle!\",IF(AND(X$42>0,OR('2.2 Valg - Egenproducenter'!Z55+'2.2 Valg - Egenproducenter'!Z49=0)),\"FEJL - Data indtastet i grå celle!\",IF(AND(ISBLANK(X$42),OR('2.2 Valg - Egenproducenter'!Z55+'2.2 Valg - Egenproducenter'!Z49>0)),\"FEJL - Data ikke indtastet i hvid celle!\",IF(AND(X$44>0,'2.2 Valg - Egenproducenter'!Z61=0),\"FEJL - Data indtastet i grå celle!\",IF(AND(ISBLANK(X$44),'2.2 Valg - Egenproducenter'!Z61>0),\"FEJL - Data ikke indtastet i hvid celle!\",IF(AND(X$45>0,OR('2.2 Valg - Egenproducenter'!Z58+'2.2 Valg - Egenproducenter'!Z64=0)),\"FEJL - Data indtastet i grå celle!\",IF(AND(ISBLANK(X$45),OR('2.2 Valg - Egenproducenter'!Z58+'2.2 Valg - Egenproducenter'!Z64>0)),\"FEJL - Data ikke indtastet i hvid celle!\",IF(AND(X$47>0,'2.2 Valg - Egenproducenter'!Z67=0),\"FEJL - Data indtastet i grå celle!\",IF(AND(ISBLANK(X$47),'2.2 Valg - Egenproducenter'!Z67>0),\"FEJL - Data ikke indtastet i hvid celle!\",\"\"))))))))))","v":""},null,{"$f":"IF(AND(Z41>0,'2.3 Valg - Produktionsabon.'!R30=0),\"FEJL - Data indtastet i grå celle!\",IF(AND(ISBLANK(Z41),'2.3 Valg - Produktionsabon.'!R30=1),\"FEJL - Data ikke indtastet i hvid celle!\",IF(AND(Z42>0,'2.3 Valg - Produktionsabon.'!R29+'2.3 Valg - Produktionsabon.'!R31=0),\"FEJL - Data indtastet i grå celle!\",IF(AND(ISBLANK(Z42),'2.3 Valg - Produktionsabon.'!R29+'2.3 Valg - Produktionsabon.'!R31>0),\"FEJL - Data ikke indtastet i hvid celle!\",IF(AND(Z44>0,'2.3 Valg - Produktionsabon.'!R33=0),\"FEJL - Data indtastet i grå celle!\",IF(AND(ISBLANK(Z44),'2.3 Valg - Produktionsabon.'!R33=1),\"FEJL - Data ikke indtastet i hvid celle!\",IF(AND(Z45>0,'2.3 Valg - Produktionsabon.'!R32+'2.3 Valg - Produktionsabon.'!R34=0),\"FEJL - Data indtastet i grå celle!\",IF(AND(ISBLANK(Z45),'2.3 Valg - Produktionsabon.'!R32+'2.3 Valg - Produktionsabon.'!R34>0),\"FEJL - Data ikke indtastet i hvid celle!\",IF(AND(Z47>0,'2.3 Valg - Produktionsabon.'!R35=0),\"FEJL - Data indtastet i grå celle!\",IF(AND(ISBLANK(Z47),'2.3 Valg - Produktionsabon.'!R35=1),\"FEJL - Data ikke indtastet i hvid celle!\",\"\"))))))))))","v":""},{"$f":"IF(AND(AA41>0,'2.3 Valg - Produktionsabon.'!S30=0),\"FEJL - Data indtastet i grå celle!\",IF(AND(ISBLANK(AA41),'2.3 Valg - Produktionsabon.'!S30=1),\"FEJL - Data ikke indtastet i hvid celle!\",IF(AND(AA42>0,'2.3 Valg - Produktionsabon.'!S29+'2.3 Valg - Produktionsabon.'!S31=0),\"FEJL - Data indtastet i grå celle!\",IF(AND(ISBLANK(AA42),'2.3 Valg - Produktionsabon.'!S29+'2.3 Valg - Produktionsabon.'!S31>0),\"FEJL - Data ikke indtastet i hvid celle!\",IF(AND(AA44>0,'2.3 Valg - Produktionsabon.'!S33=0),\"FEJL - Data indtastet i grå celle!\",IF(AND(ISBLANK(AA44),'2.3 Valg - Produktionsabon.'!S33=1),\"FEJL - Data ikke indtastet i hvid celle!\",IF(AND(AA45>0,'2.3 Valg - Produktionsabon.'!S32+'2.3 Valg - Produktionsabon.'!S34=0),\"FEJL - Data indtastet i grå celle!\",IF(AND(ISBLANK(AA45),'2.3 Valg - Produktionsabon.'!S32+'2.3 Valg - Produktionsabon.'!S34>0),\"FEJL - Data ikke indtastet i hvid celle!\",IF(AND(AA47>0,'2.3 Valg - Produktionsabon.'!S35=0),\"FEJL - Data indtastet i grå celle!\",IF(AND(ISBLANK(AA47),'2.3 Valg - Produktionsabon.'!S35=1),\"FEJL - Data ikke indtastet i hvid celle!\",\"\"))))))))))","v":""}]

{"sheet":"3.3 Input - Omkostninger","index":7,"n_rows":43,"n_cols":26,"rows_kept":43,"cut":false,"hidden":false,"merged":[[12,12,12,14],[40,4,40,7],[12,4,13,4],[12,5,12,7],[11,9,12,9]]}
["Data input - Omkostninger "]
[]
[]
[]
[]
[]
[]
[]
[]
[]
[]
[null,"Tabel: I.3.3.1",null,null,"Omkostniger fordelt på spændingsniveau",null,null,null,null,"Advarsler ",null,null,null,null,null,null,null,null,null,null,null,null,"Fordelt ved fordelignsnøgle","Direkte fordeling"]
[null,"Omkostningsdata, 1.000 kr.",null,null,"Fordelt ved fordelignsnøgle","Direkte fordeling",null,null,"Total",null,null,null,null,null,null,null,null,null,null,null,null,null,null,"50 kV","10 kV","0,4 kV"]
[null,null,null,null,null,"50 kV","10 kV","0,4 kV",null,"Må ikke overskrives",null,null,null,null,null,null,null,null,null,null,null,null,"Valgt",{"$f":"IF('2.1 Valg - Forbrugstariffer'!U18>1,1,0)","v":1},{"$f":"IF('2.1 Valg - Forbrugstariffer'!U31>1,1,0)","v":1},{"$f":"IF('2.1 Valg - Forbrugstariffer'!U44>1,1,0)","v":1}]
[null,"1. DRIFT","Nøgle","Priselement"]
[null,"1.1a Drift og vedligehold af transformerstationer (Direkte)",{"$f":"INDEX('2.4 Valg - Omkostninger'!Z13:Z16,'2.4 Valg - Omkostninger'!R16,)","v":"Direkte"},{"$f":"'2.4 Valg - Omkostninger'!D16","v":"Tarif"},null,null,null,null,{"$f":"SUM(E16:H16)","v":0},{"$f":"IF(OR(AND(ISBLANK(E16),W16=1),AND(ISBLANK(F16),X16=1),AND(ISBLANK(G16),Y16=1),),\"FEJL - Data ikke indtastet i hvid celle!\",IF(OR(AND(E16>0,W16=0),AND(F16>0,X16=0),AND(G16>0,Y16=0),AND(H16>0)),\"FEJL - Data indtastet i grå celle!\",\"\"))","v":"FEJL - Data ikke indtastet i hvid celle!"},null,null,null,null,null,null,null,null,null,null,null,null,0,{"$f":"IF(OR('2.4 Valg - Omkostninger'!R16=2,'2.4 Valg - Omkostninger'!R16=4),1,0)","v":1},{"$f":"IF(AND(OR(Y14=1,Z14=1),OR('2.4 Valg - Omkostninger'!R16=2,'2.4 Valg - Omkostninger'!R16=4)),1,0)","v":1}]
[null,"1.1b Drift og vedligehold af transformerstationer (anden fordeling)",{"$f":"INDEX('2.4 Valg - Omkostninger'!Z13:Z16,'2.4 Valg - Omkostninger'!R16,)","v":"Direkte"},{"$f":"'2.4 Valg - Omkostninger'!D16","v":"Tarif"},null,null,null,null,{"$f":"SUM(E17:H17)","v":0},{"$f":"IF(OR(AND(ISBLANK(E17),W17=1),AND(ISBLANK(F17),X17=1),AND(ISBLANK(G17),Y17=1),AND(ISBLANK(H17),Z17=1)),\"FEJL - Data ikke indtastet i hvid celle!\",IF(OR(AND(E17>0,W17=0),AND(F17>0,X17=0),AND(G17>0,Y17=0),AND(H17>0,Z17=0)),\"FEJL - Data indtastet i grå celle!\",\"\"))","v":""},null,null,null,null,null,null,null,null,null,null,null,null,{"$f":"IF(OR('2.4 Valg - Omkostninger'!R16=3,'2.4 Valg - Omkostninger'!R16=4),1,0)","v":0},0,0,0]
[null,"1.2a Drift og vedligehold af ledningsnettet (Direkte)",{"$f":"INDEX('2.4 Valg - Omkostninger'!Z13:Z16,'2.4 Valg - Omkostninger'!R17,)","v":"Direkte"},{"$f":"'2.4 Valg - Omkostninger'!D17","v":"Tarif"},null,null,null,null,0,"FEJL - Data ikke indtastet i hvid celle!",null,null,null,null,null,null,null,null,null,null,null,null,0,{"$f":"IF(OR('2.4 Valg - Omkostninger'!R17=2,'2.4 Valg - Omkostninger'!R17=4),1,0)","v":1},{"$f":"IF(AND(OR(Y14=1,Z14=1),OR('2.4 Valg - Omkostninger'!R17=2,'2.4 Valg - Omkostninger'!R17=4)),1,0)","v":1},{"$f":"IF(AND(Z14=1,OR('2.4 Valg - Omkostninger'!R17=2,'2.4 Valg - Omkostninger'!R17=4)),1,0)","v":1}]
[null,"1.2b Drift og vedligehold af ledningsnettet (anden fordeling) ",{"$f":"INDEX('2.4 Valg - Omkostninger'!Z13:Z16,'2.4 Valg - Omkostninger'!R17,)","v":"Direkte"},{"$f":"'2.4 Valg - Omkostninger'!D17","v":"Tarif"},null,null,null,null,0,"",null,null,null,null,null,null,null,null,null,null,null,null,{"$f":"IF(OR('2.4 Valg - Omkostninger'!R17=3,'2.4 Valg - Omkostninger'!R17=4),1,0)","v":0},0,0,0]
[null,"1.3 Øvrige drifts- og vedligeholdelsesomkostninger",{"$f":"INDEX('2.4 Valg - Omkostninger'!X17:X19,'2.4 Valg - Omkostninger'!R18)","v":"kWh"},{"$f":"INDEX('2.4 Valg - Omkostninger'!W23:W25,'2.4 Valg - Omkostninger'!S18)","v":"Tarif"},null,null,null,null,0,"FEJL - Data ikke indtastet i hvid celle!",null,null,null,null,null,null,null,null,null,null,null,null,{"$f":"IF('2.4 Valg - Omkostninger'!R18=3,1,0)","v":1},{"$f":"IF(OR('2.4 Valg - Omkostninger'!R18=2,AND('2.4 Valg - Omkostninger'!R18=2,'2.4 Valg - Omkostninger'!S18=3)),1,0)","v":0},{"$f":"IF(AND(OR(Y14=1,Z14=1),OR('2.4 Valg - Omkostninger'!R18=2,AND('2.4 Valg - Omkostninger'!R18=2,'2.4 Valg - Omkostninger'!S18=3))),1,0)","v":0},{"$f":"IF(OR(AND('2.4 Valg - Omkostninger'!R18=2,Z14=1),AND('2.4 Valg - Omkostninger'!R18=2,'2.4 Valg - Omkostninger'!S18=3,Z14=1)),1,0)","v":0}]
[null,"2. MÅLERE"]
[null,"2.1 Drift og vedligeholdelse af målere",{"$f":"INDEX('2.4 Valg - Omkostninger'!AA13:AA16,'2.4 Valg - Omkostninger'!R20)","v":"Måler - driftsnøgle"},{"$f":"'2.4 Valg - Omkostninger'!D20","v":"Abonnement"},null,null,null,null,0,"FEJL - Data ikke indtastet i hvid celle!",null,null,null,null,null,null,null,null,null,null,null,null,{"$f":"IF(OR('2.4 Valg - Omkostninger'!R20=2,'2.4 Valg - Omkostninger'!R20=3),1,0)","v":1},{"$f":"IF(AND(X14=1,'2.4 Valg - Omkostninger'!R20=4),1,0)","v":0},{"$f":"IF(AND(Y14=1,'2.4 Valg - Omkostninger'!R20=4),1,0)","v":0},{"$f":"IF(AND(Z14=1,'2.4 Valg - Omkostninger'!R20=4),1,0)","v":0}]
[null,"2.2 Indhentning og validering af måledata",{"$f":"INDEX('2.4 Valg - Omkostninger'!AB13:AB16,'2.4 Valg - Omkostninger'!R21)","v":"Måler - datanøgle"},{"$f":"'2.4 Valg - Omkostninger'!D21","v":"Abonnement"},null,null,null,null,0,"FEJL - Data ikke indtastet i hvid celle!",null,null,null,null,null,null,null,null,null,null,null,null,{"$f":"IF(OR('2.4 Valg - Omkostninger'!R21=2,'2.4 Valg - Omkostninger'!R21=3),1,0)","v":1},{"$f":"IF(AND(X14=1,'2.4 Valg - Omkostninger'!$R$21=4),1,0)","v":0},{"$f":"IF(AND(Y14=1,'2.4 Valg - Omkostninger'!$R$21=4),1,0)","v":0},{"$f":"IF(AND(Z14=1,'2.4 Valg - Omkostninger'!R21=4),1,0)","v":0}]
[null,"3. OMKOSTNINGER TIL KUNDECENTER"]
[null,"3.1 Omkostninger til kundecenter",{"$f":"INDEX('2.4 Valg - Omkostninger'!W13:W16,'2.4 Valg - Omkostninger'!R23)","v":"Antal målere"},{"$f":"'2.4 Valg - Omkostninger'!D23","v":"Abonnement"},null,null,null,null,0,"FEJL - Data ikke indtastet i hvid celle!",null,null,null,null,null,null,null,null,null,null,null,null,{"$f":"IF('2.4 Valg - Omkostninger'!R23=3,1,0)","v":1},{"$f":"IF(AND(X14=1,'2.4 Valg - Omkostninger'!R23=2),1,0)","v":0},{"$f":"IF(AND(Y14=1,'2.4 Valg - Omkostninger'!R23=2),1,0)","v":0},{"$f":"IF(AND(Z14=1,'2.4 Valg - Omkostninger'!R23=2),1,0)","v":0}]
[null,"4. GENEREL ADMINISTRATION "]
[null,"4.1 Generel administration",{"$f":"INDEX('2.4 Valg - Omkostninger'!W13:W16,'2.4 Valg - Omkostninger'!R25)","v":"Antal målere"},{"$f":"'2.4 Valg - Omkostninger'!D25","v":"Abonnement"},null,null,null,null,0,"FEJL - Data ikke indtastet i hvid celle!",null,null,null,null,null,null,null,null,null,null,null,null,{"$f":"IF('2.4 Valg - Omkostninger'!R25=3,1,0)","v":1},{"$f":"IF(AND(X14=1,'2.4 Valg - Omkostninger'!R25=2),1,0)","v":0},{"$f":"IF(AND(Y14=1,'2.4 Valg - Omkostninger'!R25=2),1,0)","v":0},{"$f":"IF(AND(Z14=1,'2.4 Valg - Omkostninger'!R25=2),1,0)","v":0}]
[null,"5. ENERGISPAREINDSATS"]
[null,"5.1 Faste omkostninger til energispareindsats",{"$f":"'2.4 Valg - Omkostninger'!C27","v":"Antal målere"},{"$f":"'2.4 Valg - Omkostninger'!D27","v":"Abonnement"},null,null,null,null,0,"FEJL - Data ikke indtastet i hvid celle!",null,null,null,null,null,null,null,null,null,null,null,null,1,0,0,0]
[null,"5.2 Variable omkostninger til energispareindsats",{"$f":"'2.4 Valg - Omkostninger'!C28","v":"kWh"},{"$f":"'2.4 Valg - Omkostninger'!D28","v":"Tarif"},null,null,null,null,0,"FEJL - Data ikke indtastet i hvid celle!",null,null,null,null,null,null,null,null,null,null,null,null,1,0,0,0]
[null,"6. NETTAB"]
[null,"6.1 Omkostninger ved nettab (kun ledningsnet)",{"$f":"INDEX('2.4 Valg - Omkostninger'!X17:X19,'2.4 Valg - Omkostninger'!R30)","v":"Direkte"},{"$f":"'2.4 Valg - Omkostninger'!D30","v":"Tarif"},null,null,null,null,0,"FEJL - Data ikke indtastet i hvid celle!",null,null,null,null,null,null,null,null,null,null,null,null,{"$f":"IF('2.4 Valg - Omkostninger'!R30=3,1,0)","v":0},{"$f":"IF('2.4 Valg - Omkostninger'!R30=2,1,0)","v":1},{"$f":"IF(AND(OR(Y14=1,Z14=1),'2.4 Valg - Omkostninger'!R30=2),1,0)","v":1},{"$f":"IF(AND(Z14=1,'2.4 Valg - Omkostninger'!R30=2),1,0)","v":1}]
[null,"6.2 Omkostninger ved nettab (transformerstationer)",{"$f":"INDEX('2.4 Valg - Omkostninger'!X17:X19,'2.4 Valg - Omkostninger'!R31)","v":"Direkte"},{"$f":"'2.4 Valg - Omkostninger'!D31","v":"Tarif"},null,null,null,null,0,{"$f":"IF(OR(AND(ISBLANK(E33),W33=1),AND(ISBLANK(F33),X33=1),AND(ISBLANK(G33),Y33=1),),\"FEJL - Data ikke indtastet i hvid celle!\",IF(OR(AND(E33>0,W33=0),AND(F33>0,X33=0),AND(G33>0,Y33=0),AND(H33>0)),\"FEJL - Data indtastet i grå celle!\",\"\"))","v":"FEJL - Data ikke indtastet i hvid celle!"},null,null,null,null,null,null,null,null,null,null,null,null,{"$f":"IF('2.4 Valg - Omkostninger'!R31=3,1,0)","v":0},{"$f":"IF('2.4 Valg - Omkostninger'!R31=2,1,0)","v":1},{"$f":"IF(AND(OR(Y14=1,Z14=1),'2.4 Valg - Omkostninger'!R31=2),1,0)","v":1},0]
[null,"7. ØVRIGE OMKOSTNINGER"]
[null,"7.1 Øvrige omkostninger",{"$f":"INDEX('2.4 Valg - Omkostninger'!Y13:Y16,'2.4 Valg - Omkostninger'!R33)","v":0},{"$f":"INDEX('2.4 Valg - Omkostninger'!Z23:Z25,'2.4 Valg - Omkostninger'!S33)","v":"-"},null,null,null,null,0,"",null,null,null,null,null,null,null,null,null,null,null,null,{"$f":"IF(OR('2.4 Valg - Omkostninger'!R33=3,'2.4 Valg - Omkostninger'!R33=4),1,0)","v":0},{"$f":"IF(OR(AND('2.4 Valg - Omkostninger'!R33=2,'2.4 Valg - Omkostninger'!S33>1,X14=1),AND('2.4 Valg - Omkostninger'!R33=2,'2.4 Valg - Omkostninger'!S33=3,'2.4 Valg - Omkostninger'!T33=2)),1,0)","v":0},{"$f":"IF(OR(AND('2.4 Valg - Omkostninger'!R33=2,'2.4 Valg - Omkostninger'!S33>1,Y14=1),AND('2.4 Valg - Omkostninger'!R33=2,'2.4 Valg - Omkostninger'!S33=3,'2.4 Valg - Omkostninger'!T33=2)),1,0)","v":0},{"$f":"IF(AND('2.4 Valg - Omkostninger'!R33=2,'2.4 Valg - Omkostninger'!S33>1,Z14=1),1,0)","v":0}]
[null,"8. AFSKRIVNINGER"]
[null,"8.1 Transformerstationer",{"$f":"'2.4 Valg - Omkostninger'!C35","v":"Direkte"},{"$f":"'2.4 Valg - Omkostninger'!D35","v":"Tarif"},null,null,null,null,0,{"$f":"IF(OR(AND(ISBLANK(E37),W37=1),AND(ISBLANK(F37),X37=1),AND(ISBLANK(G37),Y37=1),),\"FEJL - Data ikke indtastet i hvid celle!\",IF(OR(AND(E37>0,W37=0),AND(F37>0,X37=0),AND(G37>0,Y37=0),AND(H37>0)),\"FEJL - Data indtastet i grå celle!\",\"\"))","v":"FEJL - Data ikke indtastet i hvid celle!"},null,null,null,null,null,null,null,null,null,null,null,null,0,1,{"$f":"IF(OR(Y14=1,Z14=1),1,0)","v":1},1]
[null,"8.2 Netaktiver, ekskl. transformerstationer og målere",{"$f":"'2.4 Valg - Omkostninger'!C36","v":"Direkte"},{"$f":"'2.4 Valg - Omkostninger'!D36","v":"Tarif"},null,null,null,null,0,"FEJL - Data ikke indtastet i hvid celle!",null,null,null,null,null,null,null,null,null,null,null,null,0,1,{"$f":"IF(OR(Y14=1,Z14=1),1,0)","v":1},{"$f":"IF(Z14=1,1,0)","v":1}]
[null,"8.3 Målere",{"$f":"INDEX('2.4 Valg - Omkostninger'!W18:W20,'2.4 Valg - Omkostninger'!R37)","v":"Måler - afskrivningsnøgle"},{"$f":"'2.4 Valg - Omkostninger'!D37","v":"Abonnement"},null,null,null,null,0,"FEJL - Data ikke indtastet i hvid celle!",null,null,null,null,null,null,null,null,null,null,null,null,{"$f":"IF('2.4 Valg - Omkostninger'!R37=3,1,0)","v":1},{"$f":"IF(AND(X14=1,'2.4 Valg - Omkostninger'!R37=2),1,0)","v":0},{"$f":"IF(AND(Y14=1,'2.4 Valg - Omkostninger'!R37=2),1,0)","v":0},{"$f":"IF(AND(Z14=1,'2.4 Valg - Omkostninger'!R37=2),1,0)","v":0}]
[null,"8.4 Øvrige anlægsaktiver",{"$f":"INDEX('2.4 Valg - Omkostninger'!X17:X20,'2.4 Valg - Omkostninger'!R38)","v":"kWh"},{"$f":"'2.4 Valg - Omkostninger'!D38","v":"Tarif"},null,null,null,null,0,"FEJL - Data ikke indtastet i hvid celle!",null,null,null,null,null,null,null,null,null,null,null,null,{"$f":"IF('2.4 Valg - Omkostninger'!R38=3,1,0)","v":1},{"$f":"IF(AND('2.4 Valg - Omkostninger'!R38=2,X14=1),1,0)","v":0},{"$f":"IF(AND('2.4 Valg - Omkostninger'!R38=2,Y14=1),1,0)","v":0},{"$f":"IF(AND('2.4 Valg - Omkostninger'!R38=2,Z14=1),1,0)","v":0}]
[null,"Totale omkostninger og afskrivninger, 1.000 kr",null,null,null,null,null,null,{"$f":"SUM(I16:I40)","v":0}]
[null,"Forrentning",null,null,null,null,null,null,{"$f":"I43-I41","v":0}]
[null,"Tariferingsgrundlag",null,null,null,null,null,null,{"$f":"'3.4 Input - Indtægter'!E36","v":0}]

{"sheet":"3.4 Input - Indtægter","index":8,"n_rows":68,"n_cols":17,"rows_kept":68,"cut":false,"hidden":false,"merged":[[55,1,55,4]]}
["Data input - Indtægtsgrundlag"]
[]
[]
[]
[]
[]
[]
[]
[]
[]
[]
[]
[]
[]
[]
[null,null,null,null,null,null,null,null,null,null,null,null,null,null,null,null,false]
[]
[]
[]
[null,"Tabel: I.3.4.1","Manuel indtastning","Beregning via hjælpeark","Aktuelt indtægtsgrundlag","Advarsler "]
[null,"Beregning af indtægtsgrundlag til tarifering","(1.000 kr.)","(1.000 kr.)","(1.000 kr.)","Må ikke overskrives"]
[null,"Brutto indtægtsramme (1000 kr.)",null,null,{"$f":"C22","v":0},{"$f":"IF(ISBLANK(C22),\"FEJL - Data ikke indtastet i hvid celle!\",\"\")","v":"FEJL - Data ikke indtastet i hvid celle!"}]
[null,"Justeringer af indtægtsrammen"]
[null,"Difference til afvikling, år - 2",null,null,{"$f":"IF(Q24=FALSE,C24,C48)","v":0},{"$f":"IF(AND(Q24=TRUE,E24=0),\"Udfyld hjælpeskema for differencer nedenfor\",\"\")","v":""},null,null,null,null,null,null,null,null,null,null,false]
[null,"Difference til afvikling, år - 1",null,null,{"$f":"IF(Q25=FALSE,C25,D48)","v":0},{"$f":"IF(AND(Q25=TRUE,E25=0),\"Udfyld hjælpeskema for differencer nedenfor\",\"\")","v":""},null,null,null,null,null,null,null,null,null,null,false]
[null,"Midlertidig tarifnedsættelse",null,null,{"$f":"C26","v":0}]
[null,"Budgetterede omkostninger til energispareindsats (hentet fra ark 3.3)",null,{"$f":"SUM('3.3 Input - Omkostninger'!I29:I30)","v":0},{"$f":"D27","v":0}]
[null,"Korrektion for over/underdækning af energispareindsats",null,null,{"$f":"IF(Q28=FALSE,C28,E50)","v":0},{"$f":"IF(AND(Q28=TRUE,E28=0),\"Udfyld hjælpeskema for differencer nedenfor\",\"\")","v":""},null,null,null,null,null,null,null,null,null,null,false]
[null,"Øvrige justeringer af indtægtsramme, herunder tab på debitorer (OBS fortegn)",null,null,{"$f":"C29","v":0}]
[null,"Årets korrigerede indtægtsramme",null,null,{"$f":"SUM(E22:E29)","v":0}]
[null,"Heraf opkrævet som:"]
[null,"Særtariffer",null,null,{"$f":"IF(Q32=FALSE,C32,-G68/1000)","v":0},{"$f":"IF(AND(Q32=TRUE,E32=0),\"Udfyld hjælpeskema for differencer nedenfor\",\"\")","v":""},null,null,null,null,null,null,null,null,null,null,false]
[null,"Tilslutningsbidrag",null,null,{"$f":"C33","v":0}]
[null,"Gebyrindtægter",null,null,{"$f":"C34","v":0}]
[null,"Andre driftsmæssige indtægter",null,null,0]
[null,"Tariferingsgrundlag",null,null,{"$f":"SUM(E30:E35)","v":0},{"$f":"IF('5.2 Kontrolark - Provenuberegn.'!G15=\"JA\",\"OBS. Negativ forrentning\",\"\")","v":""}]
[]
[]
[null,"Tabel: I.3.4.2","År -2","År -1","Budgetår","Advarsler "]
[null,"Hjælpeskema for differencer","Realiseret","Forecast","Budget","Må ikke overskrives"]
[null,"Alm. Differencer (1.000 kr.)"]
[null,"Korrigeret indtægtsramme før evt. midlertidig tarifnedsættelse (tastes særskilt i linje 44)",null,null,{"$f":"+E30-E26","v":0}]
[null,"Opkrævet (tastes som negativt tal)",null,null,{"$f":"-E36+SUM(E32:E35)","v":0}]
[null,"Afstået (tastes som negativt tal)",null,null,{"$f":"+E26","v":0}]
[null,"Difference før forrentning*",{"$f":"SUM(C42:C44)","v":0},{"$f":"SUM(D42:D44)","v":0},{"$f":"SUM(E42:E44)","v":0}]
[null,"Strafrente (%)",null,null,null,{"$f":"IF(OR(AND(C45<0,ISBLANK(C46)),AND(D45<0,ISBLANK(D46))),\"Husk at indtaste strafrenteprocenten\",IF(OR(AND(C46>0,OR(ISBLANK(D46),ISBLANK(E46))),AND(D46>0,ISBLANK(E46))),\"Husk at indtaste strafrenteprocenten i kolonne D og E\",\"\"))","v":""}]
[null,"Strafrente (beløb)",{"$f":"IF(C45>0,\"-\",((C45*(1+C46/2))*(1+D46)*(1+E46/2))-C45)","v":0},{"$f":"IF(D45>0,\"-\",((D45*(1+D46/2))*(1+E46/2))-D45)","v":0}]
[null,"Difference efter forrentning*",{"$f":"SUM(C45,C47)","v":0},{"$f":"SUM(D45,D47)","v":0},{"$f":"SUM(E45,E47)","v":0}]
[null,"Budgetterede omkostninger til energispareindsats (1.000 kr.)"]
[null,"Saldo, primo",null,{"$f":"+C53","v":0},{"$f":"+D53","v":0}]
[null,"Opkrævet",null,null,{"$f":"-SUM(E27:E28)","v":0}]
[null,"Omkostninger",null,null,{"$f":"E27","v":0}]
[null,"Saldo, ultimo",{"$f":"SUM(C50:C52)","v":0},{"$f":"SUM(D50:D52)","v":0},{"$f":"SUM(E50:E52)","v":0}]
[null,"- = overdækning (beløb i forbrugernes favør)"]
[null,"+ = underdækning (beløb i selskabets favør)"]
[null,"* Ifølge Energitilsynets retningslinjer for indberetning af afviklingsplaner for differencer af 25. april 2013 udgør forrentningssatsen for overdækning en procent svarende til Nationalbankens udlånsrente + 7 procentpoint beregnet fra 1. juli i det reguleringsår, hvor differencen er opstået. I modellen forudsættes evt. overdækning af blive tilbagebetalt løbende henover året, hvorfor forrentningen beregnes med rentes rente for perioden 1. juli i det reguleringsår, hvor differencen er opstået til 30. juni i budgetåret. Der beregnes ikke forrentning af en evt. underdækning."]
[]
[]
[null,"Tabel: I.3.4.3","Antal ","Abon.","kWh","Tarif","Provenu"]
[null,null,null,"(Kr./år)",null,"Øre/kWh","Kr."]
[null,"Hjælpeskema for særtariffer "]
[null,"Stikledningsbidrag",null,null,null,null,{"$f":"(C62*D62)+(E62*F62/100)","v":0}]
[null,"Fast rådighedsbetaling for egenproducenter uden produktionsmåler",null,null,null,null,{"$f":"(C63*D63)+(E63*F63/100)","v":0}]
[null,"X-tarif",null,null,null,null,0]
[null,"Y-tarif",null,null,null,null,0]
[null,null,null,null,null,null,0]
[null,null,null,null,null,null,0]
[null,"Samlet provenu fra særtariffer",{"$f":"SUM(C62:C67)","v":0},null,{"$f":"SUM(E62:E67)","v":0},null,{"$f":"SUM(G62:G67)","v":0}]

{"sheet":"4.1 Beregning - Mængder","index":9,"n_rows":110,"n_cols":147,"rows_kept":110,"cut":false,"hidden":false,"merged":[[80,37,80,38],[8,3,8,4],[9,6,9,9],[9,10,9,13],[9,14,9,19],[9,34,9,37],[8,25,9,28],[9,30,9,33],[80,12,80,13],[80,15,80,16],[80,33,80,34],[79,31,79,36],[42,3,42,4],[78,3,78,4],[79,25,79,30],[42,6,42,23],[42,48,42,55],[43,25,43,30],[43,31,43,35],[43,37,44,37],[43,39,43,41],[43,42,43,44],[43,46,44,46],[43,48,43,50],[43,51,43,53],[43,55,44,55],[42,25,42,37],[42,39,42,46],[79,37,79,39],[43,6,44,6],[43,10,44,10],[43,14,44,14],[43,20,44,20],[78,25,78,40]]}
["Hjælpeberegninger - Mængder til fordeling af omkostninger på spændingsniveauer"]
[]
[null,null,null,null,null,null,null,null,null,null,null,null,null,null,"Signaturforklaring til mængdeskemaer"]
[null,null,null,null,null,null,null,null,null,null,null,null,null,null,null,"Kundetypen fritaget for omkostningselementet"]
[null,null,null,null,null,null,null,null,null,null,null,null,null,null,null,"Kundetypens bidrag til omkostningselementet følger særligt princip"]
[]
[]
[]
[null,"Tabel: B.4.1.1: Akkummulerede mængder til beregning af tarif",null,"Fordelingsnøgle",null,null,"Mængder opgjort på lastperioder (akkummuleret)",null,null,null,null,null,null,null,null,null,null,null,null,null,null,null,null,null,null,"Bhøj forbrug, der skal bidrage til betaling af A omkostninger",null,null,null,null,"Vandfaldsfordelte mængder akkummuleret"]
[null,"Omkostningskategorier (MWh)",null,"Nøgle","Priselement",null,"50 kV",null,null,null,"10 kV",null,null,null,"0,4 kV",null,null,null,null,null,null,null,null,null,null,null,null,null,null,null,"50 kV",null,null,null,"10 kV"]
[null,null,null,null,null,null,"Total",{"$f":"'9.1 Tidsdiff. - Oversigt'!$C$11","v":"Spids"},{"$f":"'9.1 Tidsdiff. - Oversigt'!$D$11","v":"Høj"},{"$f":"'9.1 Tidsdiff. - Oversigt'!$E$11","v":"Lav"},"Total",{"$f":"'9.1 Tidsdiff. - Oversigt'!$C$11","v":"Spids"},{"$f":"'9.1 Tidsdiff. - Oversigt'!$D$11","v":"Høj"},{"$f":"'9.1 Tidsdiff. - Oversigt'!$E$11","v":"Lav"},"Total",{"$f":"'9.1 Tidsdiff. - Oversigt'!$C$11","v":"Spids"},{"$f":"'9.1 Tidsdiff. - Oversigt'!$D$11","v":"Høj"},{"$f":"'9.1 Tidsdiff. - Oversigt'!$E$11","v":"Lav"},{"$f":"'9.1 Tidsdiff. - Oversigt'!$G$11","v":"Spids-C"},{"$f":"'9.1 Tidsdiff. - Oversigt'!$H$11","v":"Normal-C"},null,null,null,null,null,"Total",{"$f":"'9.1 Tidsdiff. - Oversigt'!$C$11","v":"Spids"},{"$f":"'9.1 Tidsdiff. - Oversigt'!$D$11","v":"Høj"},{"$f":"'9.1 Tidsdiff. - Oversigt'!$E$11","v":"Lav"},null,"Total",{"$f":"'9.1 Tidsdiff. - Oversigt'!$C$11","v":"Spids"},{"$f":"'9.1 Tidsdiff. - Oversigt'!$D$11","v":"Høj"},{"$f":"'9.1 Tidsdiff. - Oversigt'!$E$11","v":"Lav"},"Total",{"$f":"'9.1 Tidsdiff. - Oversigt'!$C$11","v":"Spids"},{"$f":"'9.1 Tidsdiff. - Oversigt'!$D$11","v":"Høj"},{"$f":"'9.1 Tidsdiff. - Oversigt'!$E$11","v":"Lav"}]
[null,"1. DRIFT"]
[null,"1.1 Drift og vedligehold af transformerstationer",null,{"$f":"IF('2.4 Valg - Omkostninger'!$R$16=2,'2.4 Valg - Omkostninger'!$Z$14,IF('2.4 Valg - Omkostninger'!$R$16=3,'2.4 Valg - Omkostninger'!$Z$15,IF('2.4 Valg - Omkostninger'!$R$16=4,'2.4 Valg - Omkostninger'!$Z$16)))","v":"Direkte"},{"$f":"'2.4 Valg - Omkostninger'!$D$16","v":"Tarif"},null,{"$f":"'4.1 Beregning - Mængder'!G49","v":0},{"$f":"H49","v":0},{"$f":"H49+I49","v":0},{"$f":"H49+I49+J49","v":0},{"$f":"'4.1 Beregning - Mængder'!K49","v":0},{"$f":"L49","v":0},{"$f":"L49+M49","v":0},{"$f":"L49+M49+N49","v":0},{"$f":"'4.1 Beregning - Mængder'!O49","v":0},{"$f":"P49","v":0},{"$f":"P49+Q49","v":0},{"$f":"P49+Q49+R49","v":0},{"$f":"S49","v":0},{"$f":"S49+T49","v":0},null,null,null,null,null,{"$f":"AF49+AG49+AQ49+AZ49","v":0},{"$f":"Z13*'9.1 Tidsdiff. - Oversigt'!$C$13","v":0},{"$f":"Z13*('9.1 Tidsdiff. - Oversigt'!$C$13+'9.1 Tidsdiff. - Oversigt'!$D$13)","v":0},{"$f":"Z13*('9.1 Tidsdiff. - Oversigt'!$C$13+'9.1 Tidsdiff. - Oversigt'!$D$13+'9.1 Tidsdiff. - Oversigt'!$E$13)","v":0},null,{"$f":"G13+K13+O13+Z13","v":0},{"$f":"H13+L13+P13+AA13","v":0},0,0,{"$f":"K13+O13","v":0},0,0,0]
[null,"1.2 Drift og vedligehold af ledningsnettet ",null,{"$f":"IF('2.4 Valg - Omkostninger'!$R$17=2,'2.4 Valg - Omkostninger'!$Z$14,IF('2.4 Valg - Omkostninger'!$R$17=3,'2.4 Valg - Omkostninger'!$Z$15,IF('2.4 Valg - Omkostninger'!$R$17=4,'2.4 Valg - Omkostninger'!$Z$16)))","v":"Direkte"},{"$f":"'2.4 Valg - Omkostninger'!$D$17","v":"Tarif"},null,{"$f":"'4.1 Beregning - Mængder'!G50","v":0},{"$f":"H50","v":0},{"$f":"H50+I50","v":0},{"$f":"H50+I50+J50","v":0},{"$f":"'4.1 Beregning - Mængder'!K50","v":0},{"$f":"L50","v":0},{"$f":"L50+M50","v":0},{"$f":"L50+M50+N50","v":0},{"$f":"'4.1 Beregning - Mængder'!O50","v":0},{"$f":"P50","v":0},{"$f":"P50+Q50","v":0},{"$f":"P50+Q50+R50","v":0},{"$f":"S50","v":0},{"$f":"S50+T50","v":0},null,null,null,null,null,null,null,null,null,null,{"$f":"G14+K14+O14","v":0},0,0,0,0,0,0,0]
[null,"1.3 Øvrige drifts- og vedligeholdelsesomkostninger",null,{"$f":"IF('2.4 Valg - Omkostninger'!$R$18=2,'2.4 Valg - Omkostninger'!$Z$14,IF('2.4 Valg - Omkostninger'!$R$18=3,'2.4 Valg - Omkostninger'!$Z$15))","v":"kWh"},{"$f":"IF('2.4 Valg - Omkostninger'!$S$18=2,'2.4 Valg - Omkostninger'!$W$24,IF('2.4 Valg - Omkostninger'!$S$18=3,'2.4 Valg - Omkostninger'!$W$25))","v":"Tarif"},null,{"$f":"'4.1 Beregning - Mængder'!G51","v":0},0,0,0,{"$f":"'4.1 Beregning - Mængder'!K51","v":0},0,0,0,{"$f":"'4.1 Beregning - Mængder'!O51","v":0},0,0,0,0,0,null,null,null,null,null,null,null,null,null,null,{"$f":"G15+K15+O15","v":0},0,0,0,0,0,0,0]
[null,"2. MÅLERE"]
[null,"2.1 Drift og vedligeholdelse af målere"]
[null,"2.2 Indhentning og validering af måledata"]
[null,"3. OMKOSTNINGER TIL KUNDECENTER"]
[null,"3.1 Omkostninger til kundecenter"]
[null,"4. GENEREL ADMINISTRATION "]
[null,"4.1 Generel administration",null,{"$f":"IF('2.4 Valg - Omkostninger'!$R$25=2,'2.4 Valg - Omkostninger'!$W$14,IF('2.4 Valg - Omkostninger'!$R$25=3,'2.4 Valg - Omkostninger'!$W$15))","v":"Antal målere"},{"$f":"IF('2.4 Valg - Omkostninger'!$S$25=2,'2.4 Valg - Omkostninger'!$W$24,IF('2.4 Valg - Omkostninger'!$S$25=3,'2.4 Valg - Omkostninger'!$W$25))","v":"Abonnement"},null,{"$f":"'4.1 Beregning - Mængder'!G58","v":0},{"$f":"H58","v":0},{"$f":"H58+I58","v":0},{"$f":"H58+I58+J58","v":0},{"$f":"'4.1 Beregning - Mængder'!K58","v":0},{"$f":"L58","v":0},{"$f":"L58+M58","v":0},{"$f":"L58+M58+N58","v":0},{"$f":"'4.1 Beregning - Mængder'!O58","v":0},{"$f":"P58","v":0},{"$f":"P58+Q58","v":0},{"$f":"P58+Q58+R58","v":0},{"$f":"S58","v":0},{"$f":"S58+T58","v":0},null,null,null,null,null,null,null,null,null,null,{"$f":"G22+K22+O22","v":0},{"$f":"H22+L22+P22+AA22","v":0},{"$f":"I22+M22+Q22+AB22","v":0},{"$f":"J22+N22+R22+AC22","v":0},{"$f":"K22+O22","v":0},{"$f":"L22+P22","v":0},{"$f":"M22+Q22","v":0},{"$f":"N22+R22","v":0}]
[null,"5. ENERGISPAREINDSATS"]
[null,"5.1 Faste omkostninger til energispareindsats"]
[null,"5.2 Variable omkostninger til energispareindsats",null,{"$f":"'2.4 Valg - Omkostninger'!$C$28","v":"kWh"},{"$f":"'2.4 Valg - Omkostninger'!$D$28","v":"Tarif"},null,{"$f":"'4.1 Beregning - Mængder'!G61","v":0},{"$f":"H61","v":0},{"$f":"H61+I61","v":0},{"$f":"H61+I61+J61","v":0},{"$f":"'4.1 Beregning - Mængder'!K61","v":0},{"$f":"L61","v":0},{"$f":"L61+M61","v":0},{"$f":"L61+M61+N61","v":0},{"$f":"'4.1 Beregning - Mængder'!O61","v":0},{"$f":"P61","v":0},{"$f":"P61+Q61","v":0},{"$f":"P61+Q61+R61","v":0},{"$f":"S61","v":0},{"$f":"S61+T61","v":0},null,null,null,null,null,null,null,null,null,null,{"$f":"G25+K25+O25","v":0},{"$f":"H25+L25+P25+AA25","v":0},{"$f":"I25+M25+Q25+AB25","v":0},{"$f":"J25+N25+R25+AC25","v":0},{"$f":"K25+O25","v":0},{"$f":"L25+P25","v":0},{"$f":"M25+Q25","v":0},{"$f":"N25+R25","v":0}]
[null,"6. NETTAB"]
[null,"6.1 Omkostninger ved nettab (kun ledningsnet)",null,{"$f":"IF('2.4 Valg - Omkostninger'!$R$30=2,'2.4 Valg - Omkostninger'!$Y$14,IF('2.4 Valg - Omkostninger'!$R$30=3,'2.4 Valg - Omkostninger'!$Y$15))","v":"Direkte"},{"$f":"'2.4 Valg - Omkostninger'!$D$30","v":"Tarif"},null,{"$f":"'4.1 Beregning - Mængder'!G63","v":0},{"$f":"H63","v":0},{"$f":"H63+I63","v":0},{"$f":"H63+I63+J63","v":0},{"$f":"'4.1 Beregning - Mængder'!K63","v":0},{"$f":"L63","v":0},{"$f":"L63+M63","v":0},{"$f":"L63+M63+N63","v":0},{"$f":"'4.1 Beregning - Mængder'!O63","v":0},{"$f":"P63","v":0},{"$f":"P63+Q63","v":0},{"$f":"P63+Q63+R63","v":0},{"$f":"S63","v":0},{"$f":"S63+T63","v":0},null,null,null,null,null,null,null,null,null,null,{"$f":"G27+K27+O27","v":0},{"$f":"H27+L27+P27+AA27","v":0},0,0,{"$f":"K27+O27","v":0},0,0,0]
[null,"6.2 Omkostninger ved nettab (transformerstationer)",null,{"$f":"IF('2.4 Valg - Omkostninger'!$R$31=2,'2.4 Valg - Omkostninger'!$Y$14,IF('2.4 Valg - Omkostninger'!$R$31=3,'2.4 Valg - Omkostninger'!$Y$15))","v":"Direkte"},{"$f":"'2.4 Valg - Omkostninger'!$D$31","v":"Tarif"},null,{"$f":"'4.1 Beregning - Mængder'!G64","v":0},0,0,0,{"$f":"'4.1 Beregning - Mængder'!K64","v":0},0,0,0,{"$f":"'4.1 Beregning - Mængder'!O64","v":0},0,0,0,0,0,null,null,null,null,null,{"$f":"AF64+AG64+AQ64+AZ64","v":0},{"$f":"Z28*'9.1 Tidsdiff. - Oversigt'!$C$13","v":0},{"$f":"Z28*('9.1 Tidsdiff. - Oversigt'!$C$13+'9.1 Tidsdiff. - Oversigt'!$D$13)","v":0},{"$f":"Z28*('9.1 Tidsdiff. - Oversigt'!$C$13+'9.1 Tidsdiff. - Oversigt'!$D$13+'9.1 Tidsdiff. - Oversigt'!$E$13)","v":0},null,{"$f":"G28+K28+O28+Z28","v":0},0,0,0,0,0,0,0]
[null,"7. ØVRIGE OMKOSTNINGER"]
[null,"7.1 Øvrige omkostninger",null,{"$f":"IF('2.4 Valg - Omkostninger'!$R$33=1,\"\",IF('2.4 Valg - Omkostninger'!$R$33=2,'2.4 Valg - Omkostninger'!$Y$14,IF('2.4 Valg - Omkostninger'!$R$33=3,'2.4 Valg - Omkostninger'!$Y$15,IF('2.4 Valg - Omkostninger'!$R$33=4,'2.4 Valg - Omkostninger'!$Y$16))))","v":""},{"$f":"IF('2.4 Valg - Omkostninger'!$S$33=1,\"\",IF('2.4 Valg - Omkostninger'!$S$33=2,'2.4 Valg - Omkostninger'!$W$24,IF('2.4 Valg - Omkostninger'!$S$33=3,'2.4 Valg - Omkostninger'!$W$25)))","v":""},null,{"$f":"'4.1 Beregning - Mængder'!G66","v":0},{"$f":"H66","v":0},{"$f":"H66+I66","v":0},{"$f":"H66+I66+J66","v":0},{"$f":"'4.1 Beregning - Mængder'!K66","v":0},{"$f":"L66","v":0},{"$f":"L66+M66","v":0},{"$f":"L66+M66+N66","v":0},{"$f":"'4.1 Beregning - Mængder'!O66","v":0},{"$f":"P66","v":0},{"$f":"P66+Q66","v":0},{"$f":"P66+Q66+R66","v":0},{"$f":"S66","v":0},{"$f":"S66+T66","v":0},null,null,null,null,null,null,null,null,null,null,{"$f":"G30+K30+O30","v":0},{"$f":"H30+L30+P30+AA30","v":0},{"$f":"I30+M30+Q30+AB30","v":0},{"$f":"J30+N30+R30+AC30","v":0},{"$f":"K30+O30","v":0},{"$f":"L30+P30","v":0},{"$f":"M30+Q30","v":0},{"$f":"N30+R30","v":0}]
[null,"8. AFSKRIVNINGER"]
[null,"8.1 Transformerstationer",null,{"$f":"'2.4 Valg - Omkostninger'!$C$35","v":"Direkte"},{"$f":"'2.4 Valg - Omkostninger'!$D$35","v":"Tarif"},null,{"$f":"'4.1 Beregning - Mængder'!G68","v":0},{"$f":"H68","v":0},{"$f":"H68+I68","v":0},{"$f":"H68+I68+J68","v":0},{"$f":"'4.1 Beregning - Mængder'!K68","v":0},{"$f":"L68","v":0},{"$f":"L68+M68","v":0},{"$f":"L68+M68+N68","v":0},{"$f":"'4.1 Beregning - Mængder'!O68","v":0},{"$f":"P68","v":0},{"$f":"P68+Q68","v":0},{"$f":"P68+Q68+R68","v":0},{"$f":"S68","v":0},{"$f":"S68+T68","v":0},null,null,null,null,null,{"$f":"AF68+AG68+AQ68+AZ68","v":0},{"$f":"Z32*'9.1 Tidsdiff. - Oversigt'!$C$13","v":0},{"$f":"Z32*('9.1 Tidsdiff. - Oversigt'!$C$13+'9.1 Tidsdiff. - Oversigt'!$D$13)","v":0},{"$f":"Z32*('9.1 Tidsdiff. - Oversigt'!$C$13+'9.1 Tidsdiff. - Oversigt'!$D$13+'9.1 Tidsdiff. - Oversigt'!$E$13)","v":0},null,{"$f":"G32+K32+O32+Z32","v":0},{"$f":"H32+L32+P32+AA32","v":0},0,0,{"$f":"K32+O32","v":0},0,0,0]
[null,"8.2 Netaktiver, ekskl. transformerstationer og målere",null,{"$f":"'2.4 Valg - Omkostninger'!$C$36","v":"Direkte"},{"$f":"'2.4 Valg - Omkostninger'!$D$36","v":"Tarif"},null,{"$f":"'4.1 Beregning - Mængder'!G69","v":0},0,0,0,{"$f":"'4.1 Beregning - Mængder'!K69","v":0},0,0,0,{"$f":"'4.1 Beregning - Mængder'!O69","v":0},0,0,0,0,0,null,null,null,null,null,null,null,null,null,null,{"$f":"G33+K33+O33","v":0},0,0,0,0,0,0,0]
[null,"8.3 Målere"]
[null,"8.4 Øvrige anlægsaktiver",null,{"$f":"IF('2.4 Valg - Omkostninger'!$R$38=2,'2.4 Valg - Omkostninger'!$Z$14,IF('2.4 Valg - Omkostninger'!$R$38=3,'2.4 Valg - Omkostninger'!$Z$15))","v":"kWh"},{"$f":"IF('2.4 Valg - Omkostninger'!$S$38=2,'2.4 Valg - Omkostninger'!$W$24,IF('2.4 Valg - Omkostninger'!$S$38=3,'2.4 Valg - Omkostninger'!$W$25))","v":"Tarif"},null,{"$f":"'4.1 Beregning - Mængder'!G71","v":0},{"$f":"H71","v":0},{"$f":"H71+I71","v":0},{"$f":"H71+I71+J71","v":0},{"$f":"'4.1 Beregning - Mængder'!K71","v":0},{"$f":"L71","v":0},{"$f":"L71+M71","v":0},{"$f":"L71+M71+N71","v":0},{"$f":"'4.1 Beregning - Mængder'!O71","v":0},{"$f":"P71","v":0},{"$f":"P71+Q71","v":0},{"$f":"P71+Q71+R71","v":0},{"$f":"S71","v":0},{"$f":"S71+T71","v":0},null,null,null,null,null,null,null,null,null,null,{"$f":"G35+K35+O35","v":0},{"$f":"H35+L35+P35+AA35","v":0},{"$f":"I35+M35+Q35+AB35","v":0},{"$f":"J35+N35+R35+AC35","v":0},{"$f":"K35+O35","v":0},{"$f":"L35+P35","v":0},{"$f":"M35+Q35","v":0},{"$f":"N35+R35","v":0}]
[]
[null,"Forrentning",null,{"$f":"'2.4 Valg - Omkostninger'!$C$39","v":"Værdi af netaktiver"},{"$f":"'2.4 Valg - Omkostninger'!$D$39","v":"Tarif"},null,{"$f":"'4.1 Beregning - Mængder'!G73","v":0},{"$f":"H73","v":0},{"$f":"H73+I73","v":0},{"$f":"H73+I73+J73","v":0},{"$f":"'4.1 Beregning - Mængder'!K73","v":0},{"$f":"L73","v":0},{"$f":"L73+M73","v":0},{"$f":"L73+M73+N73","v":0},{"$f":"'4.1 Beregning - Mængder'!O73","v":0},{"$f":"P73","v":0},{"$f":"P73+Q73","v":0},{"$f":"P73+Q73+R73","v":0},{"$f":"S73","v":0},{"$f":"S73+T73","v":0},null,null,null,null,null,null,null,null,null,null,{"$f":"G37+K37+O37","v":0},{"$f":"H37+L37+P37+AA37","v":0},{"$f":"I37+M37+Q37+AB37","v":0},{"$f":"J37+N37+R37+AC37","v":0},{"$f":"K37+O37","v":0},{"$f":"L37+P37","v":0},{"$f":"M37+Q37","v":0},{"$f":"N37+R37","v":0}]
[null,"Sparede investeringer",null,null,null,null,{"$f":"G74","v":0},0,null,0,0,0,null,0,0,{"$f":"P74","v":0},null,0,0,0,null,null,null,null,null,null,null,null,null,null,{"$f":"G38+K38+O38","v":0},{"$f":"H38+L38+P38+AA38","v":0},null,{"$f":"J38+N38+R38+AC38","v":0},{"$f":"K38+O38","v":0},{"$f":"L38+P38","v":0},null,{"$f":"N38+R38","v":0}]
[]
[]
[]
[]
[null,"Tabel: B.4.1.2: Mængder (MWh)",null,"Fordelingsnøgle",null,null,"Total MWh",null,null,null,null,null,null,null,null,null,null,null,null,null,null,null,null,null,null,"Forbrug",null,null,null,null,null,null,null,null,null,null,null,null,null,"Egenproducenter - egetforbrug",null,null,null,null,null,null,null,null,"Egenproducenter - bruttoforbrug"]
[null,"Omkostningskategorier (MWh)",null,"Nøgle","Priselement",null,"A",null,null,null,"B",null,null,null,"C",null,null,null,null,null,"Total",null,null,null,null,"Tarif A",null,null,null,null,null,"Tarif B",null,null,null,null,"Tarif C","Total",null,"Tarif A",null,null,"Tarif B",null,null,"Tarif C","Total",null,"Tarif A",null,null,"Tarif B",null,null,"Tarif C","Total"]
[null,null,null,null,null,null,null,{"$f":"'9.1 Tidsdiff. - Oversigt'!$C$11","v":"Spids"},{"$f":"'9.1 Tidsdiff. - Oversigt'!$D$11","v":"Høj"},{"$f":"'9.1 Tidsdiff. - Oversigt'!$E$11","v":"Lav"},"B",{"$f":"'9.1 Tidsdiff. - Oversigt'!$C$11","v":"Spids"},{"$f":"'9.1 Tidsdiff. - Oversigt'!$D$11","v":"Høj"},{"$f":"'9.1 Tidsdiff. - Oversigt'!$E$11","v":"Lav"},"C",{"$f":"'9.1 Tidsdiff. - Oversigt'!$C$11","v":"Spids"},{"$f":"'9.1 Tidsdiff. - Oversigt'!$D$11","v":"Høj"},{"$f":"'9.1 Tidsdiff. - Oversigt'!$E$11","v":"Lav"},{"$f":"'9.1 Tidsdiff. - Oversigt'!$G$11","v":"Spids-C"},{"$f":"'9.1 Tidsdiff. - Oversigt'!$H$11","v":"Normal-C"},"total",{"$f":"'9.1 Tidsdiff. - Oversigt'!$C$11","v":"Spids"},{"$f":"'9.1 Tidsdiff. - Oversigt'!$D$11","v":"Høj"},{"$f":"'9.1 Tidsdiff. - Oversigt'!$E$11","v":"Lav"},null,{"$f":"'3.2 Input - Forbrug og prod.'!$C$21","v":""},{"$f":"'3.2 Input - Forbrug og prod.'!$C$22","v":"A høj"},{"$f":"'3.2 Input - Forbrug og prod.'!$C$23","v":""},{"$f":"'3.2 Input - Forbrug og prod.'!$C$24","v":"A lav"},{"$f":"'3.2 Input - Forbrug og prod.'!$C$25","v":""},{"$f":"IF(Valg_A1=1,\"\",\"A total\")","v":"A total"},{"$f":"'3.2 Input - Forbrug og prod.'!$C$27","v":"B høj"},{"$f":"'3.2 Input - Forbrug og prod.'!$C$28","v":""},{"$f":"'3.2 Input - Forbrug og prod.'!$C$29","v":"B lav"},{"$f":"'3.2 Input - Forbrug og prod.'!$C$30","v":""},{"$f":"IF('2.1 Valg - Forbrugstariffer'!$U$31=1,\"\",\"B total\")","v":"B total"},{"$f":"IF(Valg_A3=2,\"C total\",\"\")","v":"C total"},null,null,{"$f":"'3.2 Input - Forbrug og prod.'!$C$22","v":"A høj"},{"$f":"'3.2 Input - Forbrug og prod.'!$C$24","v":"A lav"},"A total",{"$f":"'3.2 Input - Forbrug og prod.'!$C$27","v":"B høj"},{"$f":"'3.2 Input - Forbrug og prod.'!$C$29","v":"B lav"},"B total","C total",null,null,{"$f":"'3.2 Input - Forbrug og prod.'!$C$22","v":"A høj"},{"$f":"'3.2 Input - Forbrug og prod.'!$C$24","v":"A lav"},"A total",{"$f":"'3.2 Input - Forbrug og prod.'!$C$27","v":"B høj"},{"$f":"'3.2 Input - Forbrug og prod.'!$C$29","v":"B lav"},"B total","C total","Total"]
[null,"Antal MWh i alt",null,null,null,null,{"$f":"AE46+AP46+AY46","v":0},{"$f":"$G46*'9.1 Tidsdiff. - Oversigt'!$C$12","v":0},{"$f":"$G46*'9.1 Tidsdiff. - Oversigt'!$D$12","v":0},{"$f":"$G46*'9.1 Tidsdiff. - Oversigt'!$E$12","v":0},{"$f":"AJ46+AS46+BB46","v":0},{"$f":"$K46*'9.1 Tidsdiff. - Oversigt'!$C$13","v":0},{"$f":"$K46*'9.1 Tidsdiff. - Oversigt'!$D$13","v":0},{"$f":"$K46*'9.1 Tidsdiff. - Oversigt'!$E$13","v":0},{"$f":"AK46+AT46+BC46","v":0},{"$f":"$O46*'9.1 Tidsdiff. - Oversigt'!$C$14","v":0},{"$f":"$O46*'9.1 Tidsdiff. - Oversigt'!$D$14","v":0},{"$f":"$O46*'9.1 Tidsdiff. - Oversigt'!$E$14","v":0},{"$f":"$O46*'9.1 Tidsdiff. - Oversigt'!$G$14","v":0},{"$f":"$O46*'9.1 Tidsdiff. - Oversigt'!$H$14","v":0},{"$f":"G46+K46+O46","v":0},{"$f":"H46+L46+P46","v":0},{"$f":"I46+M46+Q46","v":0},0,null,{"$f":"'3.2 Input - Forbrug og prod.'!D21","v":0},{"$f":"'3.2 Input - Forbrug og prod.'!D22","v":0},{"$f":"'3.2 Input - Forbrug og prod.'!D23","v":0},{"$f":"'3.2 Input - Forbrug og prod.'!D24","v":0},{"$f":"'3.2 Input - Forbrug og prod.'!D25","v":0},{"$f":"SUM(Z46:AD46)","v":0},{"$f":"'3.2 Input - Forbrug og prod.'!D27","v":0},{"$f":"'3.2 Input - Forbrug og prod.'!D28","v":0},{"$f":"'3.2 Input - Forbrug og prod.'!D29","v":0},{"$f":"'3.2 Input - Forbrug og prod.'!D30","v":0},{"$f":"SUM(AF46:AI46)","v":0},{"$f":"'3.2 Input - Forbrug og prod.'!D32","v":0},{"$f":"AE46+AJ46+AK46","v":0},null,{"$f":"'3.2 Input - Forbrug og prod.'!E41","v":0},{"$f":"'3.2 Input - Forbrug og prod.'!E42","v":0},{"$f":"AN46+AO46","v":0},{"$f":"'3.2 Input - Forbrug og prod.'!E44","v":0},{"$f":"'3.2 Input - Forbrug og prod.'!E45","v":0},{"$f":"AQ46+AR46","v":0},{"$f":"'3.2 Input - Forbrug og prod.'!E47","v":0},{"$f":"AP46+AS46+AT46","v":0},null,{"$f":"'3.2 Input - Forbrug og prod.'!D41","v":0},{"$f":"'3.2 Input - Forbrug og prod.'!D42","v":0},{"$f":"AW46+AX46","v":0},{"$f":"'3.2 Input - Forbrug og prod.'!D44","v":0},{"$f":"'3.2 Input - Forbrug og prod.'!D45","v":0},{"$f":"AZ46+BA46","v":0},{"$f":"'3.2 Input - Forbrug og prod.'!D47","v":0},{"$f":"AY46+BB46+BC46","v":0}]
[]
[null,"1. DRIFT"]
[null,"1.1 Drift og vedligehold af transformerstationer",null,{"$f":"IF('2.4 Valg - Omkostninger'!$R$16=2,'2.4 Valg - Omkostninger'!$Z$14,IF('2.4 Valg - Omkostninger'!$R$16=3,'2.4 Valg - Omkostninger'!$Z$15,IF('2.4 Valg - Omkostninger'!$R$16=4,'2.4 Valg - Omkostninger'!$Z$16)))","v":"Direkte"},{"$f":"'2.4 Valg - Omkostninger'!$D$16","v":"Tarif"},null,{"$f":"AE49+AP49+AY49","v":0},{"$f":"$G49*'9.1 Tidsdiff. - Oversigt'!$C$12","v":0},{"$f":"$G49*'9.1 Tidsdiff. - Oversigt'!$D$12","v":0},{"$f":"$G49*'9.1 Tidsdiff. - Oversigt'!$E$12","v":0},{"$f":"AJ49+AS49+BB49","v":0},{"$f":"$K49*'9.1 Tidsdiff. - Oversigt'!$C$13","v":0},{"$f":"$K49*'9.1 Tidsdiff. - Oversigt'!$D$13","v":0},{"$f":"$K49*'9.1 Tidsdiff. - Oversigt'!$E$13","v":0},{"$f":"AK49+AT49+BC49","v":0},{"$f":"$O49*'9.1 Tidsdiff. - Oversigt'!C$14","v":0},{"$f":"$O49*'9.1 Tidsdiff. - Oversigt'!D$14","v":0},{"$f":"$O49*'9.1 Tidsdiff. - Oversigt'!E$14","v":0},{"$f":"$O49*'9.1 Tidsdiff. - Oversigt'!G$14","v":0},{"$f":"$O49*'9.1 Tidsdiff. - Oversigt'!H$14","v":0},{"$f":"G49+K49+O49","v":0},{"$f":"H49+L49+P49","v":0},{"$f":"I49+M49+Q49","v":0},{"$f":"J49+N49+R49","v":0},null,null,null,null,{"$f":"AC$46","v":0},{"$f":"$AD$46","v":0},{"$f":"SUM(Z49:AD49)","v":0},{"$f":"AF46","v":0},{"$f":"AG46","v":0},{"$f":"AH$46","v":0},0,{"$f":"AH49+AI49","v":0},{"$f":"AK$46","v":0},{"$f":"AE49+AJ49+AK49","v":0},null,null,{"$f":"AO$46","v":0},{"$f":"AN49+AO49","v":0},{"$f":"AQ46","v":0},{"$f":"AR$46","v":0},{"$f":"AR49","v":0},{"$f":"AT$46","v":0},{"$f":"AS49+AT49","v":0},null,null,{"$f":"AX$46","v":0},{"$f":"AW49+AX49","v":0},{"$f":"AZ46","v":0},{"$f":"BA$46","v":0},{"$f":"BA49","v":0},{"$f":"BC$46","v":0},{"$f":"AY49+BB49+BC49","v":0}]
[null,"1.2 Drift og vedligehold af ledningsnettet ",null,{"$f":"IF('2.4 Valg - Omkostninger'!$R$17=2,'2.4 Valg - Omkostninger'!$Z$14,IF('2.4 Valg - Omkostninger'!$R$17=3,'2.4 Valg - Omkostninger'!$Z$15,IF('2.4 Valg - Omkostninger'!$R$17=4,'2.4 Valg - Omkostninger'!$Z$16)))","v":"Direkte"},{"$f":"'2.4 Valg - Omkostninger'!$D$17","v":"Tarif"},null,{"$f":"AE50+AP50+AY50","v":0},{"$f":"$G50*'9.1 Tidsdiff. - Oversigt'!$C$12","v":0},{"$f":"$G50*'9.1 Tidsdiff. - Oversigt'!$D$12","v":0},{"$f":"$G50*'9.1 Tidsdiff. - Oversigt'!$E$12","v":0},{"$f":"AJ50+AS50+BB50","v":0},{"$f":"$K50*'9.1 Tidsdiff. - Oversigt'!$C$13","v":0},{"$f":"$K50*'9.1 Tidsdiff. - Oversigt'!$D$13","v":0},{"$f":"$K50*'9.1 Tidsdiff. - Oversigt'!$E$13","v":0},{"$f":"AK50+AT50+BC50","v":0},{"$f":"$O50*'9.1 Tidsdiff. - Oversigt'!C$14","v":0},{"$f":"$O50*'9.1 Tidsdiff. - Oversigt'!D$14","v":0},{"$f":"$O50*'9.1 Tidsdiff. - Oversigt'!E$14","v":0},{"$f":"$O50*'9.1 Tidsdiff. - Oversigt'!G$14","v":0},{"$f":"$O50*'9.1 Tidsdiff. - Oversigt'!H$14","v":0},{"$f":"G50+K50+O50","v":0},0,0,0,null,null,{"$f":"AA$46","v":0},{"$f":"AB$46","v":0},0,0,{"$f":"SUM(Z50:AD50)","v":0},{"$f":"AF$46","v":0},{"$f":"AG$46","v":0},0,0,{"$f":"SUM(AF50:AI50)","v":0},0,{"$f":"AE50+AJ50+AK50","v":0},null,{"$f":"AN$46","v":0},{"$f":"AO$46","v":0},{"$f":"AN50+AO50","v":0},{"$f":"AQ$46","v":0},{"$f":"AR$46","v":0},{"$f":"AQ50+AR50","v":0},0,{"$f":"AS50+AT50","v":0},null,{"$f":"AW$46","v":0},{"$f":"AX$46","v":0},{"$f":"AW50+AX50","v":0},{"$f":"AZ$46","v":0},{"$f":"BA$46","v":0},{"$f":"AZ50+BA50","v":0},0,{"$f":"AY50+BB50+BC50","v":0}]
[null,"1.3 Øvrige drifts- og vedligeholdelsesomkostninger",null,{"$f":"IF('2.4 Valg - Omkostninger'!$R$18=2,'2.4 Valg - Omkostninger'!$Z$14,IF('2.4 Valg - Omkostninger'!$R$18=3,'2.4 Valg - Omkostninger'!$Z$15))","v":"kWh"},{"$f":"IF('2.4 Valg - Omkostninger'!$S$18=2,'2.4 Valg - Omkostninger'!$W$24,IF('2.4 Valg - Omkostninger'!$S$18=3,'2.4 Valg - Omkostninger'!$W$25))","v":"Tarif"},null,{"$f":"AE51+AP51+AY51","v":0},{"$f":"$G51*'9.1 Tidsdiff. - Oversigt'!$C$12","v":0},{"$f":"$G51*'9.1 Tidsdiff. - Oversigt'!$D$12","v":0},{"$f":"$G51*'9.1 Tidsdiff. - Oversigt'!$E$12","v":0},{"$f":"AJ51+AS51+BB51","v":0},{"$f":"$K51*'9.1 Tidsdiff. - Oversigt'!$C$13","v":0},{"$f":"$K51*'9.1 Tidsdiff. - Oversigt'!$D$13","v":0},{"$f":"$K51*'9.1 Tidsdiff. - Oversigt'!$E$13","v":0},{"$f":"AK51+AT51+BC51","v":0},{"$f":"$O51*'9.1 Tidsdiff. - Oversigt'!C$14","v":0},{"$f":"$O51*'9.1 Tidsdiff. - Oversigt'!D$14","v":0},{"$f":"$O51*'9.1 Tidsdiff. - Oversigt'!E$14","v":0},{"$f":"$O51*'9.1 Tidsdiff. - Oversigt'!G$14","v":0},{"$f":"$O51*'9.1 Tidsdiff. - Oversigt'!H$14","v":0},{"$f":"G51+K51+O51","v":0},0,0,0,null,null,{"$f":"AA$46","v":0},0,0,0,{"$f":"SUM(Z51:AD51)","v":0},{"$f":"AF$46","v":0},0,0,0,{"$f":"SUM(AF51:AI51)","v":0},0,{"$f":"AE51+AJ51+AK51","v":0},null,{"$f":"AN$46","v":0},{"$f":"AO$46","v":0},{"$f":"AN51+AO51","v":0},{"$f":"AQ$46","v":0},{"$f":"AR$46","v":0},{"$f":"AQ51+AR51","v":0},0,{"$f":"AS51+AT51","v":0},null,{"$f":"AW$46","v":0},{"$f":"AX$46","v":0},{"$f":"AW51+AX51","v":0},{"$f":"AZ$46","v":0},{"$f":"BA$46","v":0},{"$f":"AZ51+BA51","v":0},0,{"$f":"AY51+BB51+BC51","v":0}]
[null,"2. MÅLERE",null,null,null,null,null,null,null,null,null,null,null,null,null,null,null,null,null,null,null,null,null,null,null,null,null,null,null,null,null,null,null,null,null,null,null,null,null,null,null,null,null,null,null,null,null," "]
[null,"2.1 Drift og vedligeholdelse af målere"]
[null,"2.2 Indhentning og validering af måledata"]
[null,"3. OMKOSTNINGER TIL KUNDECENTER"]
[null,"3.1 Omkostninger til kundecenter"]
[null,"4. GENEREL ADMINISTRATION "]
[null,"4.1 Generel administration",null,{"$f":"IF('2.4 Valg - Omkostninger'!$R$25=2,'2.4 Valg - Omkostninger'!$W$14,IF('2.4 Valg - Omkostninger'!$R$25=3,'2.4 Valg - Omkostninger'!$W$15))","v":"Antal målere"},{"$f":"IF('2.4 Valg - Omkostninger'!$S$25=2,'2.4 Valg - Omkostninger'!$W$24,IF('2.4 Valg - Omkostninger'!$S$25=3,'2.4 Valg - Omkostninger'!$W$25))","v":"Abonnement"},null,{"$f":"AE58+AP58+AY58","v":0},{"$f":"$G58*'9.1 Tidsdiff. - Oversigt'!$C$12","v":0},{"$f":"$G58*'9.1 Tidsdiff. - Oversigt'!$D$12","v":0},{"$f":"$G58*'9.1 Tidsdiff. - Oversigt'!$E$12","v":0},{"$f":"AJ58+AS58+BB58","v":0},{"$f":"$K58*'9.1 Tidsdiff. - Oversigt'!$C$13","v":0},{"$f":"$K58*'9.1 Tidsdiff. - Oversigt'!$D$13","v":0},{"$f":"$K58*'9.1 Tidsdiff. - Oversigt'!$E$13","v":0},{"$f":"AK58+AT58+BC58","v":0},{"$f":"$O58*'9.1 Tidsdiff. - Oversigt'!C$14","v":0},{"$f":"$O58*'9.1 Tidsdiff. - Oversigt'!D$14","v":0},{"$f":"$O58*'9.1 Tidsdiff. - Oversigt'!E$14","v":0},{"$f":"$O58*'9.1 Tidsdiff. - Oversigt'!G$14","v":0},{"$f":"$O58*'9.1 Tidsdiff. - Oversigt'!H$14","v":0},{"$f":"G58+K58+O58","v":0},0,0,0,null,null,{"$f":"AA$46","v":0},{"$f":"AB$46","v":0},0,0,{"$f":"SUM(Z58:AD58)","v":0},{"$f":"AF$46","v":0},{"$f":"AG$46","v":0},0,0,{"$f":"SUM(AF58:AI58)","v":0},{"$f":"AK$46","v":0},{"$f":"AE58+AJ58+AK58","v":0},null,{"$f":"AN$46","v":0},{"$f":"AO$46","v":0},{"$f":"AN58+AO58","v":0},{"$f":"AQ$46","v":0},{"$f":"AR$46","v":0},{"$f":"AQ58+AR58","v":0},{"$f":"AT$46","v":0},{"$f":"AS58+AT58","v":0},null,{"$f":"AW$46","v":0},{"$f":"AX$46","v":0},{"$f":"AW58+AX58","v":0},{"$f":"AZ$46","v":0},{"$f":"BA$46","v":0},{"$f":"AZ58+BA58","v":0},{"$f":"BC$46","v":0},{"$f":"AY58+BB58+BC58","v":0}]
[null,"5. ENERGISPAREINDSATS"]
[null,"5.1 Faste omkostninger til energispareindsats"]
[null,"5.2 Variable omkostninger til energispareindsats",null,{"$f":"'2.4 Valg - Omkostninger'!$C$28","v":"kWh"},{"$f":"'2.4 Valg - Omkostninger'!$D$28","v":"Tarif"},null,{"$f":"AE61+AP61+AY61","v":0},{"$f":"$G61*'9.1 Tidsdiff. - Oversigt'!$C$12","v":0},{"$f":"$G61*'9.1 Tidsdiff. - Oversigt'!$D$12","v":0},{"$f":"$G61*'9.1 Tidsdiff. - Oversigt'!$E$12","v":0},{"$f":"AJ61+AS61+BB61","v":0},{"$f":"$K61*'9.1 Tidsdiff. - Oversigt'!$C$13","v":0},{"$f":"$K61*'9.1 Tidsdiff. - Oversigt'!$D$13","v":0},{"$f":"$K61*'9.1 Tidsdiff. - Oversigt'!$E$13","v":0},{"$f":"AK61+AT61+BC61","v":0},{"$f":"$O61*'9.1 Tidsdiff. - Oversigt'!C$14","v":0},{"$f":"$O61*'9.1 Tidsdiff. - Oversigt'!D$14","v":0},{"$f":"$O61*'9.1 Tidsdiff. - Oversigt'!E$14","v":0},{"$f":"$O61*'9.1 Tidsdiff. - Oversigt'!G$14","v":0},{"$f":"$O61*'9.1 Tidsdiff. - Oversigt'!H$14","v":0},{"$f":"G61+K61+O61","v":0},0,0,0,null,{"$f":"$Z$46","v":0},{"$f":"AA$46","v":0},null,{"$f":"AC$46","v":0},null,{"$f":"SUM(Z61:AD61)","v":0},{"$f":"AF$46","v":0},null,{"$f":"AH$46","v":0},null,{"$f":"SUM(AF61:AI61)","v":0},{"$f":"AK$46","v":0},{"$f":"AE61+AJ61+AK61","v":0},null,null,null,{"$f":"AN61+AO61","v":0},null,null,{"$f":"AQ61+AR61","v":0},null,{"$f":"AS61+AT61","v":0},null,{"$f":"AW$46","v":0},{"$f":"AX$46","v":0},{"$f":"AW61+AX61","v":0},{"$f":"AZ$46","v":0},{"$f":"BA$46","v":0},{"$f":"AZ61+BA61","v":0},{"$f":"BC$46","v":0},{"$f":"AY61+BB61+BC61","v":0}]
[null,"6. NETTAB"]
[null,"6.1 Omkostninger ved nettab (kun ledningsnet)",null,{"$f":"IF('2.4 Valg - Omkostninger'!$R$30=2,'2.4 Valg - Omkostninger'!$Y$14,IF('2.4 Valg - Omkostninger'!$R$30=3,'2.4 Valg - Omkostninger'!$Y$15))","v":"Direkte"},{"$f":"'2.4 Valg - Omkostninger'!$D$30","v":"Tarif"},null,{"$f":"AE63+AP63+AY63","v":0},{"$f":"$G63*'9.1 Tidsdiff. - Oversigt'!$C$12","v":0},{"$f":"$G63*'9.1 Tidsdiff. - Oversigt'!$D$12","v":0},{"$f":"$G63*'9.1 Tidsdiff. - Oversigt'!$E$12","v":0},{"$f":"AJ63+AS63+BB63","v":0},{"$f":"$K63*'9.1 Tidsdiff. - Oversigt'!$C$13","v":0},{"$f":"$K63*'9.1 Tidsdiff. - Oversigt'!$D$13","v":0},{"$f":"$K63*'9.1 Tidsdiff. - Oversigt'!$E$13","v":0},{"$f":"AK63+AT63+BC63","v":0},{"$f":"$O63*'9.1 Tidsdiff. - Oversigt'!C$14","v":0},{"$f":"$O63*'9.1 Tidsdiff. - Oversigt'!D$14","v":0},{"$f":"$O63*'9.1 Tidsdiff. - Oversigt'!E$14","v":0},{"$f":"$O63*'9.1 Tidsdiff. - Oversigt'!G$14","v":0},{"$f":"$O63*'9.1 Tidsdiff. - Oversigt'!H$14","v":0},{"$f":"G63+K63+O63","v":0},0,0,0,null,null,{"$f":"AA$46","v":0},{"$f":"AB$46","v":0},0,0,{"$f":"SUM(Z63:AD63)","v":0},{"$f":"AF$46","v":0},{"$f":"AG$46","v":0},0,0,{"$f":"SUM(AF63:AI63)","v":0},{"$f":"AK$46","v":0},{"$f":"AE63+AJ63+AK63","v":0},null,null,null,{"$f":"AN63+AO63","v":0},null,null,{"$f":"AQ63+AR63","v":0},null,{"$f":"AS63+AT63","v":0},null,{"$f":"AW$46","v":0},{"$f":"AX$46","v":0},{"$f":"AW63+AX63","v":0},{"$f":"AZ$46","v":0},{"$f":"BA$46","v":0},{"$f":"AZ63+BA63","v":0},{"$f":"BC$46","v":0},{"$f":"AY63+BB63+BC63","v":0}]
[null,"6.2 Omkostninger ved nettab (transformerstationer)",null,{"$f":"IF('2.4 Valg - Omkostninger'!$R$31=2,'2.4 Valg - Omkostninger'!$Y$14,IF('2.4 Valg - Omkostninger'!$R$31=3,'2.4 Valg - Omkostninger'!$Y$15))","v":"Direkte"},{"$f":"'2.4 Valg - Omkostninger'!$D$31","v":"Tarif"},null,{"$f":"AE64+AP64+AY64","v":0},{"$f":"$G64*'9.1 Tidsdiff. - Oversigt'!$C$12","v":0},{"$f":"$G64*'9.1 Tidsdiff. - Oversigt'!$D$12","v":0},{"$f":"$G64*'9.1 Tidsdiff. - Oversigt'!$E$12","v":0},{"$f":"AJ64+AS64+BB64","v":0},{"$f":"$K64*'9.1 Tidsdiff. - Oversigt'!$C$13","v":0},{"$f":"$K64*'9.1 Tidsdiff. - Oversigt'!$D$13","v":0},{"$f":"$K64*'9.1 Tidsdiff. - Oversigt'!$E$13","v":0},{"$f":"AK64+AT64+BC64","v":0},{"$f":"$O64*'9.1 Tidsdiff. - Oversigt'!C$14","v":0},{"$f":"$O64*'9.1 Tidsdiff. - Oversigt'!D$14","v":0},{"$f":"$O64*'9.1 Tidsdiff. - Oversigt'!E$14","v":0},{"$f":"$O64*'9.1 Tidsdiff. - Oversigt'!G$14","v":0},{"$f":"$O64*'9.1 Tidsdiff. - Oversigt'!H$14","v":0},0,0,0,0,null,null,null,null,0,0,{"$f":"SUM(Z64:AD64)","v":0},{"$f":"AF46","v":0},{"$f":"AG46","v":0},0,0,{"$f":"AH64+AI64","v":0},0,{"$f":"AE64+AJ64+AK64","v":0},null,null,null,{"$f":"AN64+AO64","v":0},null,null,{"$f":"AQ64+AR64","v":0},null,{"$f":"AS64+AT64","v":0},null,null,{"$f":"AX$46","v":0},0,{"$f":"AZ46","v":0},{"$f":"BA$46","v":0},{"$f":"BA64","v":0},0,{"$f":"AY64+BB64+BC64","v":0}]
[null,"7. ØVRIGE OMKOSTNINGER"]
[null,"7.1 Øvrige omkostninger",null,{"$f":"IF('2.4 Valg - Omkostninger'!$R$33=1,\"\",IF('2.4 Valg - Omkostninger'!$R$33=2,'2.4 Valg - Omkostninger'!$Y$14,IF('2.4 Valg - Omkostninger'!$R$33=3,'2.4 Valg - Omkostninger'!$Y$15,IF('2.4 Valg - Omkostninger'!$R$33=4,'2.4 Valg - Omkostninger'!$Y$16))))","v":""},{"$f":"IF('2.4 Valg - Omkostninger'!$S$33=1,\"\",IF('2.4 Valg - Omkostninger'!$S$33=2,'2.4 Valg - Omkostninger'!$W$24,IF('2.4 Valg - Omkostninger'!$S$33=3,'2.4 Valg - Omkostninger'!$W$25)))","v":""},null,{"$f":"AE66+AP66+AY66","v":0},{"$f":"$G66*'9.1 Tidsdiff. - Oversigt'!$C$12","v":0},{"$f":"$G66*'9.1 Tidsdiff. - Oversigt'!$D$12","v":0},{"$f":"$G66*'9.1 Tidsdiff. - Oversigt'!$E$12","v":0},{"$f":"AJ66+AS66+BB66","v":0},{"$f":"$K66*'9.1 Tidsdiff. - Oversigt'!$C$13","v":0},{"$f":"$K66*'9.1 Tidsdiff. - Oversigt'!$D$13","v":0},{"$f":"$K66*'9.1 Tidsdiff. - Oversigt'!$E$13","v":0},{"$f":"AK66+AT66+BC66","v":0},{"$f":"$O66*'9.1 Tidsdiff. - Oversigt'!C$14","v":0},{"$f":"$O66*'9.1 Tidsdiff. - Oversigt'!D$14","v":0},{"$f":"$O66*'9.1 Tidsdiff. - Oversigt'!E$14","v":0},{"$f":"$O66*'9.1 Tidsdiff. - Oversigt'!G$14","v":0},{"$f":"$O66*'9.1 Tidsdiff. - Oversigt'!H$14","v":0},{"$f":"G66+K66+O66","v":0},0,0,0,null,null,{"$f":"AA$46","v":0},{"$f":"AB$46","v":0},0,0,{"$f":"SUM(Z66:AD66)","v":0},{"$f":"AF$46","v":0},{"$f":"AG$46","v":0},0,0,{"$f":"SUM(AF66:AI66)","v":0},{"$f":"AK$46","v":0},{"$f":"AE66+AJ66+AK66","v":0},null,{"$f":"AN$46","v":0},{"$f":"AO$46","v":0},{"$f":"AN66+AO66","v":0},{"$f":"AQ$46","v":0},{"$f":"AR$46","v":0},{"$f":"AQ66+AR66","v":0},{"$f":"AT$46","v":0},{"$f":"AS66+AT66","v":0},null,{"$f":"AW$46","v":0},{"$f":"AX$46","v":0},{"$f":"AW66+AX66","v":0},{"$f":"AZ$46","v":0},{"$f":"BA$46","v":0},{"$f":"AZ66+BA66","v":0},{"$f":"BC$46","v":0},{"$f":"AY66+BB66+BC66","v":0}]
[null,"8. AFSKRIVNINGER"]
[null,"8.1 Transformerstationer",null,{"$f":"'2.4 Valg - Omkostninger'!$C$35","v":"Direkte"},{"$f":"'2.4 Valg - Omkostninger'!$D$35","v":"Tarif"},null,{"$f":"AE68+AP68+AY68","v":0},{"$f":"$G68*'9.1 Tidsdiff. - Oversigt'!$C$12","v":0},{"$f":"$G68*'9.1 Tidsdiff. - Oversigt'!$D$12","v":0},{"$f":"$G68*'9.1 Tidsdiff. - Oversigt'!$E$12","v":0},{"$f":"AJ68+AS68+BB68","v":0},{"$f":"$K68*'9.1 Tidsdiff. - Oversigt'!$C$13","v":0},{"$f":"$K68*'9.1 Tidsdiff. - Oversigt'!$D$13","v":0},{"$f":"$K68*'9.1 Tidsdiff. - Oversigt'!$E$13","v":0},{"$f":"AK68+AT68+BC68","v":0},{"$f":"$O68*'9.1 Tidsdiff. - Oversigt'!C$14","v":0},{"$f":"$O68*'9.1 Tidsdiff. - Oversigt'!D$14","v":0},{"$f":"$O68*'9.1 Tidsdiff. - Oversigt'!E$14","v":0},{"$f":"$O68*'9.1 Tidsdiff. - Oversigt'!G$14","v":0},{"$f":"$O68*'9.1 Tidsdiff. - Oversigt'!H$14","v":0},{"$f":"G68+K68+O68","v":0},0,0,0,null,null,null,null,{"$f":"AC$46","v":0},0,{"$f":"SUM(Z68:AD68)","v":0},{"$f":"AF46","v":0},{"$f":"AG46","v":0},{"$f":"AH$46","v":0},0,{"$f":"AH68+AI68","v":0},{"$f":"AK$46","v":0},{"$f":"AE68+AJ68+AK68","v":0},null,null,{"$f":"AO$46","v":0},{"$f":"AN68+AO68","v":0},{"$f":"AQ46","v":0},{"$f":"AR$46","v":0},{"$f":"AR68","v":0},{"$f":"AT$46","v":0},{"$f":"AS68+AT68","v":0},null,null,{"$f":"AX$46","v":0},{"$f":"AW68+AX68","v":0},{"$f":"AZ46","v":0},{"$f":"BA$46","v":0},{"$f":"BA68","v":0},{"$f":"BC$46","v":0},{"$f":"AY68+BB68+BC68","v":0}]
[null,"8.2 Netaktiver, ekskl. transformerstationer og målere",null,{"$f":"'2.4 Valg - Omkostninger'!$C$36","v":"Direkte"},{"$f":"'2.4 Valg - Omkostninger'!$D$36","v":"Tarif"},null,{"$f":"AE69+AP69+AY69","v":0},{"$f":"$G69*'9.1 Tidsdiff. - Oversigt'!$C$12","v":0},{"$f":"$G69*'9.1 Tidsdiff. - Oversigt'!$D$12","v":0},{"$f":"$G69*'9.1 Tidsdiff. - Oversigt'!$E$12","v":0},{"$f":"AJ69+AS69+BB69","v":0},{"$f":"$K69*'9.1 Tidsdiff. - Oversigt'!$C$13","v":0},{"$f":"$K69*'9.1 Tidsdiff. - Oversigt'!$D$13","v":0},{"$f":"$K69*'9.1 Tidsdiff. - Oversigt'!$E$13","v":0},{"$f":"AK69+AT69+BC69","v":0},{"$f":"$O69*'9.1 Tidsdiff. - Oversigt'!C$14","v":0},{"$f":"$O69*'9.1 Tidsdiff. - Oversigt'!D$14","v":0},{"$f":"$O69*'9.1 Tidsdiff. - Oversigt'!E$14","v":0},{"$f":"$O69*'9.1 Tidsdiff. - Oversigt'!G$14","v":0},{"$f":"$O69*'9.1 Tidsdiff. - Oversigt'!H$14","v":0},0,0,0,0,null,null,{"$f":"AA$46","v":0},0,0,0,0,{"$f":"AF$46","v":0},0,0,0,{"$f":"SUM(AF69:AI69)","v":0},0,{"$f":"AE69+AJ69+AK69","v":0},null,{"$f":"AN$46","v":0},{"$f":"AO$46","v":0},{"$f":"AN69+AO69","v":0},{"$f":"AQ$46","v":0},{"$f":"AR$46","v":0},{"$f":"AQ69+AR69","v":0},0,{"$f":"AS69+AT69","v":0},null,{"$f":"AW$46","v":0},{"$f":"AX$46","v":0},0,{"$f":"AZ$46","v":0},{"$f":"BA$46","v":0},{"$f":"AZ69+BA69","v":0},0,{"$f":"AY69+BB69+BC69","v":0}]
[null,"8.3 Målere"]
[null,"8.4 Øvrige anlægsaktiver",null,{"$f":"IF('2.4 Valg - Omkostninger'!$R$38=2,'2.4 Valg - Omkostninger'!$Z$14,IF('2.4 Valg - Omkostninger'!$R$38=3,'2.4 Valg - Omkostninger'!$Z$15))","v":"kWh"},{"$f":"IF('2.4 Valg - Omkostninger'!$S$38=2,'2.4 Valg - Omkostninger'!$W$24,IF('2.4 Valg - Omkostninger'!$S$38=3,'2.4 Valg - Omkostninger'!$W$25))","v":"Tarif"},null,{"$f":"AE71+AP71+AY71","v":0},{"$f":"$G71*'9.1 Tidsdiff. - Oversigt'!$C$12","v":0},{"$f":"$G71*'9.1 Tidsdiff. - Oversigt'!$D$12","v":0},{"$f":"$G71*'9.1 Tidsdiff. - Oversigt'!$E$12","v":0},{"$f":"AJ71+AS71+BB71","v":0},{"$f":"$K71*'9.1 Tidsdiff. - Oversigt'!$C$13","v":0},{"$f":"$K71*'9.1 Tidsdiff. - Oversigt'!$D$13","v":0},{"$f":"$K71*'9.1 Tidsdiff. - Oversigt'!$E$13","v":0},{"$f":"AK71+AT71+BC71","v":0},{"$f":"$O71*'9.1 Tidsdiff. - Oversigt'!C$14","v":0},{"$f":"$O71*'9.1 Tidsdiff. - Oversigt'!D$14","v":0},{"$f":"$O71*'9.1 Tidsdiff. - Oversigt'!E$14","v":0},{"$f":"$O71*'9.1 Tidsdiff. - Oversigt'!G$14","v":0},{"$f":"$O71*'9.1 Tidsdiff. - Oversigt'!H$14","v":0},{"$f":"G71+K71+O71","v":0},0,0,0,null,null,{"$f":"AA$46","v":0},{"$f":"AB$46","v":0},0,0,{"$f":"SUM(Z71:AD71)","v":0},{"$f":"AF$46","v":0},{"$f":"AG$46","v":0},0,0,{"$f":"SUM(AF71:AI71)","v":0},{"$f":"AK$46","v":0},{"$f":"AE71+AJ71+AK71","v":0},null,{"$f":"AN$46","v":0},{"$f":"AO$46","v":0},{"$f":"AN71+AO71","v":0},{"$f":"AQ$46","v":0},{"$f":"AR$46","v":0},{"$f":"AQ71+AR71","v":0},{"$f":"AT$46","v":0},{"$f":"AS71+AT71","v":0},null,{"$f":"AW$46","v":0},{"$f":"AX$46","v":0},{"$f":"AW71+AX71","v":0},{"$f":"AZ$46","v":0},{"$f":"BA$46","v":0},{"$f":"AZ71+BA71","v":0},{"$f":"BC$46","v":0},{"$f":"AY71+BB71+BC71","v":0}]
[]
[null,"Forrentning",null,{"$f":"'2.4 Valg - Omkostninger'!$C$39","v":"Værdi af netaktiver"},{"$f":"'2.4 Valg - Omkostninger'!$D$39","v":"Tarif"},null,{"$f":"AE73+AP73+AY73","v":0},{"$f":"$G73*'9.1 Tidsdiff. - Oversigt'!$C$12","v":0},{"$f":"$G73*'9.1 Tidsdiff. - Oversigt'!$D$12","v":0},{"$f":"$G73*'9.1 Tidsdiff. - Oversigt'!$E$12","v":0},{"$f":"AJ73+AS73+BB73","v":0},{"$f":"$K73*'9.1 Tidsdiff. - Oversigt'!$C$13","v":0},{"$f":"$K73*'9.1 Tidsdiff. - Oversigt'!$D$13","v":0},{"$f":"$K73*'9.1 Tidsdiff. - Oversigt'!$E$13","v":0},{"$f":"AK73+AT73+BC73","v":0},{"$f":"$O73*'9.1 Tidsdiff. - Oversigt'!C$14","v":0},{"$f":"$O73*'9.1 Tidsdiff. - Oversigt'!D$14","v":0},{"$f":"$O73*'9.1 Tidsdiff. - Oversigt'!E$14","v":0},{"$f":"$O73*'9.1 Tidsdiff. - Oversigt'!G$14","v":0},{"$f":"$O73*'9.1 Tidsdiff. - Oversigt'!H$14","v":0},{"$f":"G73+K73+O73","v":0},0,0,0,null,null,{"$f":"AA$46","v":0},{"$f":"AB$46","v":0},0,0,{"$f":"SUM(Z73:AD73)","v":0},{"$f":"AF$46","v":0},{"$f":"AG$46","v":0},0,0,{"$f":"SUM(AF73:AI73)","v":0},{"$f":"AK$46","v":0},{"$f":"AE73+AJ73+AK73","v":0},null,{"$f":"AN$46","v":0},{"$f":"AO$46","v":0},{"$f":"AN73+AO73","v":0},{"$f":"AQ$46","v":0},{"$f":"AR$46","v":0},{"$f":"AQ73+AR73","v":0},{"$f":"AT$46","v":0},{"$f":"AS73+AT73","v":0},null,{"$f":"AW$46","v":0},{"$f":"AX$46","v":0},{"$f":"AW73+AX73","v":0},{"$f":"AZ$46","v":0},{"$f":"BA$46","v":0},{"$f":"AZ73+BA73","v":0},{"$f":"BC$46","v":0},{"$f":"AY73+BB73+BC73","v":0}]
[null,"Sparede investeringer",null,null,null,null,{"$f":"AE74+AP74+AY74","v":0},{"$f":"$G74*'9.1 Tidsdiff. - Oversigt'!$C$12","v":0},{"$f":"$G74*'9.1 Tidsdiff. - Oversigt'!$D$12","v":0},{"$f":"$G74*'9.1 Tidsdiff. - Oversigt'!$E$12","v":0},{"$f":"AJ74+AS74+BB74","v":0},{"$f":"$K74*'9.1 Tidsdiff. - Oversigt'!$C$13","v":0},{"$f":"$K74*'9.1 Tidsdiff. - Oversigt'!$D$13","v":0},{"$f":"$K74*'9.1 Tidsdiff. - Oversigt'!$E$13","v":0},{"$f":"AK74+AT74+BC74","v":0},{"$f":"$O74*'9.1 Tidsdiff. - Oversigt'!C$14","v":0},{"$f":"$O74*'9.1 Tidsdiff. - Oversigt'!D$14","v":0},{"$f":"$O74*'9.1 Tidsdiff. - Oversigt'!E$14","v":0},{"$f":"$O74*'9.1 Tidsdiff. - Oversigt'!G$14","v":0},{"$f":"$O74*'9.1 Tidsdiff. - Oversigt'!H$14","v":0},0,{"$f":"H74+L74+P74","v":0},0,0,null,null,{"$f":"AA46","v":0},{"$f":"AB46","v":0},0,0,{"$f":"SUM(Z74:AD74)","v":0},{"$f":"AF46","v":0},{"$f":"AG46","v":0},0,0,{"$f":"SUM(AF74:AI74)","v":0},{"$f":"AK46","v":0},{"$f":"AE74+AJ74+AK74","v":0},null,{"$f":"AN46","v":0},{"$f":"AO46","v":0},{"$f":"AN74+AO74","v":0},{"$f":"AQ46","v":0},0,{"$f":"AQ74+AR74","v":0},{"$f":"AT46","v":0},{"$f":"AS74+AT74","v":0},null,{"$f":"AW46","v":0},0,{"$f":"AW74+AX74","v":0},{"$f":"AZ46","v":0},0,{"$f":"AZ74+BA74","v":0},{"$f":"BC46","v":0},{"$f":"AY74+BB74+BC74","v":0}]
[]
[]
[]
[]
[null,"Tabel: B.4.1.3: Mængder (Antal målere)",null,"Fordelingsnøgle",null,null,"Forbrugs- og produktionsmålere, samlet",null,null,null,null,null,null,null,null,null,null,null,null,null,null,null,null,null,null,"Forbrug",null,null,null,null,null,null,null,null,null,null,null,null,null,null,null,null,"Målere, egenproduktion",null,null,null,null,null,null,null,null,null,null,null,null,null,null,null,null,null,null,null,null,null,null,null,null,null,null,null,null,null,null,"Produktionsmålere, timeafregnet",null,null,null,null,null,null,null,null,null,null,null,null,null,null,null,null,null,null,null,null,null,null,null,null,null,null,null,null,null,null,"Produktionsmålere, skabelonafregnet",null,null,null,null,null,null,null,null,null,null,null,null,null,null,null,null,null,null,null,null,null,null,null,null,null,null,null,null,null,null,"Produktionsinstallationer"]
[null,"Omkostningskategorier (Antal målere)",null,"Nøgle","Priselement",null,null,null,null,null,null,null,null,null,null,null,null,null,null,null,null,null,null,null,null,"A målere",null,null,null,null,null,"B målere",null,null,null,null,null,"C målere",null,null,"Total",null,{"$f":"'3.2 Input - Forbrug og prod.'!$C$22","v":"A høj"},null,null,null,null,null,{"$f":"'3.2 Input - Forbrug og prod.'!$C$24","v":"A lav"},null,null,null,null,null,{"$f":"'3.2 Input - Forbrug og prod.'!$C$27","v":"B høj"},null,null,null,null,null,{"$f":"'3.2 Input - Forbrug og prod.'!$C$29","v":"B lav"},null,null,null,null,null,"C",null,null,null,null,null,null,{"$f":"'3.2 Input - Forbrug og prod.'!$C$22","v":"A høj"},null,null,null,null,null,{"$f":"'3.2 Input - Forbrug og prod.'!$C$24","v":"A lav"},null,null,null,null,null,{"$f":"'3.2 Input - Forbrug og prod.'!$C$27","v":"B høj"},null,null,null,null,null,{"$f":"'3.2 Input - Forbrug og prod.'!$C$29","v":"B lav"},null,null,null,null,null,"C",null,null,null,null,null,null,{"$f":"'3.2 Input - Forbrug og prod.'!$C$22","v":"A høj"},null,null,null,null,null,{"$f":"'3.2 Input - Forbrug og prod.'!$C$24","v":"A lav"},null,null,null,null,null,{"$f":"'3.2 Input - Forbrug og prod.'!$C$27","v":"B høj"},null,null,null,null,null,{"$f":"'3.2 Input - Forbrug og prod.'!$C$29","v":"B lav"},null,null,null,null,null,"C",null,null,null,null,null,null,{"$f":"'3.2 Input - Forbrug og prod.'!$C$22","v":"A høj"},null,{"$f":"'3.2 Input - Forbrug og prod.'!$C$24","v":"A lav"},null,{"$f":"'3.2 Input - Forbrug og prod.'!$C$27","v":"B høj"},null,{"$f":"'3.2 Input - Forbrug og prod.'!$C$29","v":"B lav"},null,"C",null,"Total"]
[null,null,null,null,null,null,"A",{"$f":"'3.2 Input - Forbrug og prod.'!$C$22","v":"A høj"},{"$f":"'3.2 Input - Forbrug og prod.'!$C$24","v":"A lav"},null,"B",{"$f":"'3.2 Input - Forbrug og prod.'!$C$27","v":"B høj"},{"$f":"'3.2 Input - Forbrug og prod.'!$C$29","v":"B lav"},null,"C","C",null,"Andre med C-abon",null,null,"Total",null,null,null,null,{"$f":"'3.2 Input - Forbrug og prod.'!$C$21","v":""},{"$f":"'3.2 Input - Forbrug og prod.'!$C$22","v":"A høj"},{"$f":"'3.2 Input - Forbrug og prod.'!$C$23","v":""},{"$f":"'3.2 Input - Forbrug og prod.'!$C$24","v":"A lav"},{"$f":"'3.2 Input - Forbrug og prod.'!$C$25","v":""},"A total",{"$f":"'3.2 Input - Forbrug og prod.'!$C$27","v":"B høj"},{"$f":"'3.2 Input - Forbrug og prod.'!$C$28","v":""},{"$f":"'3.2 Input - Forbrug og prod.'!$C$29","v":"B lav"},null,{"$f":"'3.2 Input - Forbrug og prod.'!$C$30","v":""},"B total","C",null,"C total",null,null,"Afr. grp 1","Afr. grp 2","Afr. grp 4","Afr. grp 5 og 6","Skabelon","Total","Afr. grp 1","Afr. grp 2","Afr. grp 4","Afr. grp 5 og 6","Skabelon","Total","Afr. grp 1","Afr. grp 2","Afr. grp 4","Afr. grp 5 og 6","Skabelon","Total","Afr. grp 1","Afr. grp 2","Afr. grp 4","Afr. grp 5 og 6","Skabelon","Total","Afr. grp 1","Afr. grp 2","Afr. grp 4","Afr. grp 5 og 6","Skabelon","Total",null,"Afr. grp 1","Afr. grp 2","Afr. grp 4","Afr. grp 5 og 6","Skabelon","Total","Afr. grp 1","Afr. grp 2","Afr. grp 4","Afr. grp 5 og 6","Skabelon","Total","Afr. grp 1","Afr. grp 2","Afr. grp 4","Afr. grp 5 og 6","Skabelon","Total","Afr. grp 1","Afr. grp 2","Afr. grp 4","Afr. grp 5 og 6","Skabelon","Total","Afr. grp 1","Afr. grp 2","Afr. grp 4","Afr. grp 5 og 6","Skabelon","Total",null,"Afr. grp 1","Afr. grp 2","Afr. grp 4","Afr. grp 5 og 6","Skabelon","Total","Afr. grp 1","Afr. grp 2","Afr. grp 4","Afr. grp 5 og 6","Skabelon","Total","Afr. grp 1","Afr. grp 2","Afr. grp 4","Afr. grp 5 og 6","Skabelon","Total","Afr. grp 1","Afr. grp 2","Afr. grp 4","Afr. grp 5 og 6","Skabelon","Total","Afr. grp 1","Afr. grp 2","Afr. grp 4","Afr. grp 5 og 6","Skabelon","Total",null,"Kraft-værker","Vind-møller","Kraft-værker","Vind-møller","Kraft-værker","Vind-møller","Kraft-værker","Vind-møller","Kraft-værker","Vind-møller","Kraft-værker","Vind-møller"]
[null,null,null,null,null,null,null,"time","time",null,null,"time","skabelon","time",null,"skabelon","time",null,null,null,null,null,null,null,null,"time","time","time","time","time",null,"time","time","skabelon","time","time",null,"skabelon","time",null,null,null,"time","time","time","time","time",null,"time","time","time","time","time",null,"time","time","time","time","time",null,"time","time","time","time","time",null,"time","time","time","time","skabelon",null,null,"time","time","time","time","time",null,"time","time","time","time","time",null,"time","time","time","time","time",null,"time","time","time","time","time",null,"time","time","time","time","time",null,null,"time","time","time","time","time",null,"time","time","time","time","time",null,"time","time","time","time","time",null,"time","time","time","time","time",null,"time","time","time","time","time",null,null,"time","time","time","time","time","time","time","time","time","time","time","time"]
[null,"Antal målere i alt",null,null,null,null,{"$f":"H83+I83","v":0},{"$f":"IF('2.1 Valg - Forbrugstariffer'!$U$18=3,Z83+AA83+AB83+AV83+CA83+DF83+EF83+EG83,AA83+AB83+AV83+CA83+DF83+EF83+EG83)","v":0},{"$f":"IF('2.1 Valg - Forbrugstariffer'!$U$18=2,AC83+AD83+BB83+CG83+DL83+EH83+EI83+Z83,AC83+AD83+BB83+CG83+DL83+EH83+EI83)","v":0},null,{"$f":"L83+M83+N83","v":0},{"$f":"AF83+AG83+BH83+CM83+DR83+EJ83+EK83","v":0},{"$f":"AH83","v":0},{"$f":"AI83+AJ83+BN83+CS83+DX83+EL83+EM83","v":0},{"$f":"P83+Q83+R83","v":0},{"$f":"AL83+BS83","v":0},{"$f":"AM83+BT83+CY83+ED83+EO83+EN83-BS83","v":0},{"$f":"'3.2 Input - Forbrug og prod.'!L47","v":0},null,null,{"$f":"G83+K83+O83","v":0},null,null,null,null,{"$f":"'3.2 Input - Forbrug og prod.'!F21","v":0},{"$f":"'3.2 Input - Forbrug og prod.'!F22","v":0},{"$f":"'3.2 Input - Forbrug og prod.'!F23","v":0},{"$f":"'3.2 Input - Forbrug og prod.'!F24","v":0},{"$f":"'3.2 Input - Forbrug og prod.'!F25","v":0},{"$f":"SUM(Z83:AD83)","v":0},{"$f":"'3.2 Input - Forbrug og prod.'!F27","v":0},{"$f":"'3.2 Input - Forbrug og prod.'!F28","v":0},{"$f":"'3.2 Input - Forbrug og prod.'!E29","v":0},{"$f":"'3.2 Input - Forbrug og prod.'!F29","v":0},{"$f":"'3.2 Input - Forbrug og prod.'!F30","v":0},{"$f":"SUM(AF83:AJ83)","v":0},{"$f":"'3.2 Input - Forbrug og prod.'!E32","v":0},{"$f":"'3.2 Input - Forbrug og prod.'!F32","v":0},{"$f":"AL83+AM83","v":0},{"$f":"AE83+AK83+AN83","v":0},null,{"$f":"'3.2 Input - Forbrug og prod.'!H41","v":0},{"$f":"'3.2 Input - Forbrug og prod.'!I41","v":0},{"$f":"'3.2 Input - Forbrug og prod.'!J41","v":0},{"$f":"'3.2 Input - Forbrug og prod.'!K41","v":0},{"$f":"'3.2 Input - Forbrug og prod.'!L41","v":0},{"$f":"SUM(AQ83:AU83)","v":0},{"$f":"'3.2 Input - Forbrug og prod.'!H42","v":0},{"$f":"'3.2 Input - Forbrug og prod.'!I42","v":0},{"$f":"'3.2 Input - Forbrug og prod.'!J42","v":0},{"$f":"'3.2 Input - Forbrug og prod.'!K42","v":0},{"$f":"'3.2 Input - Forbrug og prod.'!L42","v":0},{"$f":"SUM(AW83:BA83)","v":0},{"$f":"'3.2 Input - Forbrug og prod.'!H44","v":0},{"$f":"'3.2 Input - Forbrug og prod.'!I44","v":0},{"$f":"'3.2 Input - Forbrug og prod.'!J44","v":0},{"$f":"'3.2 Input - Forbrug og prod.'!K44","v":0},{"$f":"'3.2 Input - Forbrug og prod.'!L44","v":0},{"$f":"SUM(BC83:BG83)","v":0},{"$f":"'3.2 Input - Forbrug og prod.'!H45","v":0},{"$f":"'3.2 Input - Forbrug og prod.'!I45","v":0},{"$f":"'3.2 Input - Forbrug og prod.'!J45","v":0},{"$f":"'3.2 Input - Forbrug og prod.'!K45","v":0},{"$f":"'3.2 Input - Forbrug og prod.'!L45","v":0},{"$f":"SUM(BI83:BM83)","v":0},{"$f":"'3.2 Input - Forbrug og prod.'!H47","v":0},{"$f":"'3.2 Input - Forbrug og prod.'!I47","v":0},{"$f":"'3.2 Input - Forbrug og prod.'!J47","v":0},{"$f":"'3.2 Input - Forbrug og prod.'!K47","v":0},{"$f":"'3.2 Input - Forbrug og prod.'!L47","v":0},{"$f":"SUM(BO83:BS83)","v":0},null,{"$f":"'3.2 Input - Forbrug og prod.'!N41","v":0},{"$f":"'3.2 Input - Forbrug og prod.'!O41","v":0},{"$f":"'3.2 Input - Forbrug og prod.'!P41","v":0},{"$f":"'3.2 Input - Forbrug og prod.'!Q41","v":0},{"$f":"'3.2 Input - Forbrug og prod.'!R41","v":0},{"$f":"SUM(BV83:BZ83)","v":0},{"$f":"'3.2 Input - Forbrug og prod.'!N42","v":0},{"$f":"'3.2 Input - Forbrug og prod.'!O42","v":0},{"$f":"'3.2 Input - Forbrug og prod.'!P42","v":0},{"$f":"'3.2 Input - Forbrug og prod.'!Q42","v":0},{"$f":"'3.2 Input - Forbrug og prod.'!R42","v":0},{"$f":"SUM(CB83:CF83)","v":0},{"$f":"'3.2 Input - Forbrug og prod.'!N44","v":0},{"$f":"'3.2 Input - Forbrug og prod.'!O44","v":0},{"$f":"'3.2 Input - Forbrug og prod.'!P44","v":0},{"$f":"'3.2 Input - Forbrug og prod.'!Q44","v":0},{"$f":"'3.2 Input - Forbrug og prod.'!R44","v":0},{"$f":"SUM(CH83:CL83)","v":0},{"$f":"'3.2 Input - Forbrug og prod.'!N45","v":0},{"$f":"'3.2 Input - Forbrug og prod.'!O45","v":0},{"$f":"'3.2 Input - Forbrug og prod.'!P45","v":0},{"$f":"'3.2 Input - Forbrug og prod.'!Q45","v":0},{"$f":"'3.2 Input - Forbrug og prod.'!R45","v":0},{"$f":"SUM(CN83:CR83)","v":0},{"$f":"'3.2 Input - Forbrug og prod.'!N47","v":0},{"$f":"'3.2 Input - Forbrug og prod.'!O47","v":0},{"$f":"'3.2 Input - Forbrug og prod.'!P47","v":0},{"$f":"'3.2 Input - Forbrug og prod.'!Q47","v":0},{"$f":"'3.2 Input - Forbrug og prod.'!R47","v":0},{"$f":"SUM(CT83:CX83)","v":0},null,{"$f":"'3.2 Input - Forbrug og prod.'!T41","v":0},{"$f":"'3.2 Input - Forbrug og prod.'!U41","v":0},{"$f":"'3.2 Input - Forbrug og prod.'!V41","v":0},{"$f":"'3.2 Input - Forbrug og prod.'!W41","v":0},{"$f":"'3.2 Input - Forbrug og prod.'!X41","v":0},{"$f":"SUM(DA83:DE83)","v":0},{"$f":"'3.2 Input - Forbrug og prod.'!T42","v":0},{"$f":"'3.2 Input - Forbrug og prod.'!U42","v":0},{"$f":"'3.2 Input - Forbrug og prod.'!V42","v":0},{"$f":"'3.2 Input - Forbrug og prod.'!W42","v":0},{"$f":"'3.2 Input - Forbrug og prod.'!X42","v":0},{"$f":"SUM(DG83:DK83)","v":0},{"$f":"'3.2 Input - Forbrug og prod.'!T44","v":0},{"$f":"'3.2 Input - Forbrug og prod.'!U44","v":0},{"$f":"'3.2 Input - Forbrug og prod.'!V44","v":0},{"$f":"'3.2 Input - Forbrug og prod.'!W44","v":0},{"$f":"'3.2 Input - Forbrug og prod.'!X44","v":0},{"$f":"SUM(DM83:DQ83)","v":0},{"$f":"'3.2 Input - Forbrug og prod.'!T45","v":0},{"$f":"'3.2 Input - Forbrug og prod.'!U45","v":0},{"$f":"'3.2 Input - Forbrug og prod.'!V45","v":0},{"$f":"'3.2 Input - Forbrug og prod.'!W45","v":0},{"$f":"'3.2 Input - Forbrug og prod.'!X45","v":0},{"$f":"SUM(DS83:DW83)","v":0},{"$f":"'3.2 Input - Forbrug og prod.'!T47","v":0},{"$f":"'3.2 Input - Forbrug og prod.'!U47","v":0},{"$f":"'3.2 Input - Forbrug og prod.'!V47","v":0},{"$f":"'3.2 Input - Forbrug og prod.'!W47","v":0},{"$f":"'3.2 Input - Forbrug og prod.'!X47","v":0},{"$f":"SUM(DY83:EC83)","v":0},null,{"$f":"'3.2 Input - Forbrug og prod.'!Z41","v":0},{"$f":"'3.2 Input - Forbrug og prod.'!AA41","v":0},{"$f":"'3.2 Input - Forbrug og prod.'!Z42","v":0},{"$f":"'3.2 Input - Forbrug og prod.'!AA42","v":0},{"$f":"'3.2 Input - Forbrug og prod.'!Z44","v":0},{"$f":"'3.2 Input - Forbrug og prod.'!AA44","v":0},{"$f":"'3.2 Input - Forbrug og prod.'!Z45","v":0},{"$f":"'3.2 Input - Forbrug og prod.'!AA45","v":0},{"$f":"'3.2 Input - Forbrug og prod.'!Z47","v":0},{"$f":"'3.2 Input - Forbrug og prod.'!AA47","v":0},0,0]
[]
[null,"1. DRIFT"]
[null,"1.1 Drift og vedligehold af transformerstationer",null,{"$f":"IF('2.4 Valg - Omkostninger'!$R$16=2,'2.4 Valg - Omkostninger'!$Z$14,IF('2.4 Valg - Omkostninger'!$R$16=3,'2.4 Valg - Omkostninger'!$Z$15,IF('2.4 Valg - Omkostninger'!$R$16=4,'2.4 Valg - Omkostninger'!$Z$16)))","v":"Direkte"},{"$f":"'2.4 Valg - Omkostninger'!$D$16","v":"Tarif"}]
[null,"1.2 Drift og vedligehold af ledningsnettet ",null,{"$f":"IF('2.4 Valg - Omkostninger'!$R$17=2,'2.4 Valg - Omkostninger'!$Z$14,IF('2.4 Valg - Omkostninger'!$R$17=3,'2.4 Valg - Omkostninger'!$Z$15,IF('2.4 Valg - Omkostninger'!$R$17=4,'2.4 Valg - Omkostninger'!$Z$16)))","v":"Direkte"},{"$f":"'2.4 Valg - Omkostninger'!$D$17","v":"Tarif"}]
[null,"1.3 Øvrige drifts- og vedligeholdelsesomkostninger",null,{"$f":"IF('2.4 Valg - Omkostninger'!$R$18=2,'2.4 Valg - Omkostninger'!$Z$14,IF('2.4 Valg - Omkostninger'!$R$18=3,'2.4 Valg - Omkostninger'!$Z$15))","v":"kWh"},{"$f":"IF('2.4 Valg - Omkostninger'!$S$18=2,'2.4 Valg - Omkostninger'!$W$24,IF('2.4 Valg - Omkostninger'!$S$18=3,'2.4 Valg - Omkostninger'!$W$25))","v":"Tarif"},null,{"$f":"H88+I88","v":0},{"$f":"IF('2.1 Valg - Forbrugstariffer'!$U$18=3,Z88+AA88+AB88+AV88+CA88+DF88+EF88+EG88,AA88+AB88+AV88+CA88+DF88+EF88+EG88)","v":0},{"$f":"IF('2.1 Valg - Forbrugstariffer'!$U$18=2,AC88+AD88+BB88+CG88+DL88+EH88+EI88+Z88,AC88+AD88+BB88+CG88+DL88+EH88+EI88)","v":0},null,{"$f":"L88+M88+N88","v":0},{"$f":"AF88+AG88+BH88+CM88+DR88+EJ88+EK88","v":0},{"$f":"AH88","v":0},{"$f":"AI88+AJ88+BN88+CS88+DX88+EL88+EM88","v":0},{"$f":"P88+Q88+R88","v":0},{"$f":"AL88+BS88","v":0},{"$f":"AM88+BT88+CY88+ED88+EO88+EN88-BS88","v":0},null,null,null,{"$f":"G88+K88+O88","v":0},null,null,null,null,{"$f":"Z83","v":0},{"$f":"AA83","v":0},{"$f":"AB83","v":0},{"$f":"AC83","v":0},{"$f":"AD83","v":0},{"$f":"SUM(Z88:AD88)","v":0},{"$f":"AF83","v":0},{"$f":"AG83","v":0},{"$f":"AH83","v":0},{"$f":"AI83","v":0},{"$f":"AJ83","v":0},{"$f":"SUM(AF88:AJ88)","v":0},{"$f":"AL83","v":0},0,{"$f":"AL88+AM88","v":0},{"$f":"AE88+AK88+AN88","v":0},null,{"$f":"AQ83","v":0},{"$f":"AR83","v":0},{"$f":"AS83","v":0},{"$f":"AT83","v":0},{"$f":"AU83","v":0},{"$f":"SUM(AQ88:AU88)","v":0},{"$f":"AW83","v":0},{"$f":"AX83","v":0},{"$f":"AY83","v":0},{"$f":"AZ83","v":0},{"$f":"BA83","v":0},{"$f":"SUM(AW88:BA88)","v":0},{"$f":"BC83","v":0},{"$f":"BD83","v":0},{"$f":"BE83","v":0},{"$f":"BF83","v":0},{"$f":"BG83","v":0},{"$f":"SUM(BC88:BG88)","v":0},{"$f":"BI83","v":0},{"$f":"BJ83","v":0},{"$f":"BK83","v":0},{"$f":"BL83","v":0},{"$f":"BM83","v":0},{"$f":"SUM(BI88:BM88)","v":0},{"$f":"BO83","v":0},{"$f":"BP83","v":0},{"$f":"BQ83","v":0},{"$f":"BR83","v":0},{"$f":"BS83","v":0},{"$f":"SUM(BO88:BS88)","v":0},null,{"$f":"BV83","v":0},{"$f":"BW83","v":0},{"$f":"BX83","v":0},{"$f":"BY83","v":0},{"$f":"BZ83","v":0},{"$f":"SUM(BV88:BZ88)","v":0},{"$f":"CB83","v":0},{"$f":"CC83","v":0},{"$f":"CD83","v":0},{"$f":"CE83","v":0},{"$f":"CF83","v":0},{"$f":"SUM(CB88:CF88)","v":0},{"$f":"CH83","v":0},{"$f":"CI83","v":0},{"$f":"CJ83","v":0},{"$f":"CK83","v":0},{"$f":"CL83","v":0},{"$f":"SUM(CH88:CL88)","v":0},{"$f":"CN83","v":0},{"$f":"CO83","v":0},{"$f":"CP83","v":0},{"$f":"CQ83","v":0},{"$f":"CR83","v":0},{"$f":"SUM(CN88:CR88)","v":0},{"$f":"CT83","v":0},{"$f":"CU83","v":0},{"$f":"CV83","v":0},{"$f":"CW83","v":0},{"$f":"CX83","v":0},{"$f":"SUM(CT88:CX88)","v":0},null,null,null,{"$f":"DC83","v":0},{"$f":"DD83","v":0},null,{"$f":"SUM(DC88:DD88)","v":0},null,null,{"$f":"DI83","v":0},{"$f":"DJ83","v":0},null,{"$f":"SUM(DI88:DJ88)","v":0},null,null,{"$f":"DO83","v":0},{"$f":"DP83","v":0},null,{"$f":"SUM(DO88:DP88)","v":0},null,null,{"$f":"DU83","v":0},{"$f":"DV83","v":0},null,{"$f":"SUM(DU88:DV88)","v":0},null,null,{"$f":"EA83","v":0},{"$f":"EB83","v":0},{"$f":"EC83","v":0},{"$f":"SUM(EA88:EC88)","v":0},null,{"$f":"EF83","v":0},null,0,null,0,null,0,null,{"$f":"EN83","v":0},null,{"$f":"EP83","v":0}]
[null,"2. MÅLERE"]
[null,"2.1 Drift og vedligeholdelse af målere",null,null,null,null,{"$f":"H90+I90","v":0},{"$f":"IF('2.1 Valg - Forbrugstariffer'!$U$18=3,Z90+AA90+AB90+AV90+CA90+DF90+EF90+EG90,AA90+AB90+AV90+CA90+DF90+EF90+EG90)","v":0},{"$f":"IF('2.1 Valg - Forbrugstariffer'!$U$18=2,AC90+AD90+BB90+CG90+DL90+EH90+EI90+Z90,AC90+AD90+BB90+CG90+DL90+EH90+EI90)","v":0},null,{"$f":"L90+M90+N90","v":0},{"$f":"AF90+AG90+BH90+CM90+DR90+EJ90+EK90","v":0},{"$f":"AH90","v":0},{"$f":"AI90+AJ90+BN90+CS90+DX90+EL90+EM90","v":0},{"$f":"P90+Q90+R90","v":0},{"$f":"AL90+BS90","v":0},{"$f":"AM90+BT90+CY90+ED90+EO90+EN90-BS90","v":0},null,null,null,{"$f":"G90+K90+O90","v":0},null,null,null,null,{"$f":"Z83","v":0},{"$f":"AA83","v":0},{"$f":"AB83","v":0},{"$f":"AC83","v":0},{"$f":"AD83","v":0},{"$f":"SUM(Z90:AD90)","v":0},{"$f":"AF83","v":0},{"$f":"AG83","v":0},{"$f":"AH83","v":0},{"$f":"AI83","v":0},{"$f":"AJ83","v":0},{"$f":"SUM(AF90:AJ90)","v":0},{"$f":"AL83","v":0},0,{"$f":"AL90+AM90","v":0},{"$f":"AE90+AK90+AN90","v":0},null,{"$f":"AQ83","v":0},{"$f":"AR83","v":0},{"$f":"AS83","v":0},{"$f":"AT83","v":0},{"$f":"AU83","v":0},{"$f":"SUM(AQ90:AU90)","v":0},{"$f":"AW83","v":0},{"$f":"AX83","v":0},{"$f":"AY83","v":0},{"$f":"AZ83","v":0},{"$f":"BA83","v":0},{"$f":"SUM(AW90:BA90)","v":0},{"$f":"BC83","v":0},{"$f":"BD83","v":0},{"$f":"BE83","v":0},{"$f":"BF83","v":0},{"$f":"BG83","v":0},{"$f":"SUM(BC90:BG90)","v":0},{"$f":"BI83","v":0},{"$f":"BJ83","v":0},{"$f":"BK83","v":0},{"$f":"BL83","v":0},{"$f":"BM83","v":0},{"$f":"SUM(BI90:BM90)","v":0},{"$f":"BO83","v":0},{"$f":"BP83","v":0},{"$f":"BQ83","v":0},{"$f":"BR83","v":0},{"$f":"BS83","v":0},{"$f":"SUM(BO90:BS90)","v":0},null,{"$f":"BV83","v":0},{"$f":"BW83","v":0},{"$f":"BX83","v":0},{"$f":"BY83","v":0},{"$f":"BZ83","v":0},{"$f":"SUM(BV90:BZ90)","v":0},{"$f":"CB83","v":0},{"$f":"CC83","v":0},{"$f":"CD83","v":0},{"$f":"CE83","v":0},{"$f":"CF83","v":0},{"$f":"SUM(CB90:CF90)","v":0},{"$f":"CH83","v":0},{"$f":"CI83","v":0},{"$f":"CJ83","v":0},{"$f":"CK83","v":0},{"$f":"CL83","v":0},{"$f":"SUM(CH90:CL90)","v":0},{"$f":"CN83","v":0},{"$f":"CO83","v":0},{"$f":"CP83","v":0},{"$f":"CQ83","v":0},{"$f":"CR83","v":0},{"$f":"SUM(CN90:CR90)","v":0},{"$f":"CT83","v":0},{"$f":"CU83","v":0},{"$f":"CV83","v":0},{"$f":"CW83","v":0},{"$f":"CX83","v":0},{"$f":"SUM(CT90:CX90)","v":0},null,null,null,{"$f":"DC83","v":0},{"$f":"DD83","v":0},null,{"$f":"SUM(DC90:DD90)","v":0},null,null,{"$f":"DI83","v":0},{"$f":"DJ83","v":0},null,{"$f":"SUM(DI90:DJ90)","v":0},null,null,{"$f":"DO83","v":0},{"$f":"DP83","v":0},null,{"$f":"SUM(DO90:DP90)","v":0},null,null,{"$f":"DU83","v":0},{"$f":"DV83","v":0},null,{"$f":"SUM(DU90:DV90)","v":0},null,null,{"$f":"EA83","v":0},{"$f":"EB83","v":0},{"$f":"EC83","v":0},{"$f":"SUM(EA90:EC90)","v":0},null,{"$f":"EF83","v":0},null,0,null,0,null,0,null,{"$f":"EN83","v":0},null,{"$f":"EP83","v":0}]
[null,"2.2 Indhentning og validering af måledata",null,null,null,null,{"$f":"H91+I91","v":0},{"$f":"IF('2.1 Valg - Forbrugstariffer'!$U$18=3,Z91+AA91+AB91+AV91+CA91+DF91+EF91+EG91,AA91+AB91+AV91+CA91+DF91+EF91+EG91)","v":0},{"$f":"IF('2.1 Valg - Forbrugstariffer'!$U$18=2,AC91+AD91+BB91+CG91+DL91+EH91+EI91+Z91,AC91+AD91+BB91+CG91+DL91+EH91+EI91)","v":0},null,0,{"$f":"AF91+AG91+BH91+CM91+DR91+EJ91+EK91","v":0},0,0,{"$f":"P91+Q91+R91","v":0},0,{"$f":"AM91+BT91+CY91+ED91+EO91+EN91-BS91","v":0},{"$f":"SUM(BV91:CY91)","v":0},null,null,0,null,null,null,null,{"$f":"Z83","v":0},{"$f":"AA83","v":0},{"$f":"AB83","v":0},{"$f":"AC83","v":0},{"$f":"AD83","v":0},{"$f":"SUM(Z91:AD91)","v":0},{"$f":"AF83","v":0},{"$f":"AG83","v":0},{"$f":"AH83","v":0},{"$f":"AI83","v":0},{"$f":"AJ83","v":0},{"$f":"SUM(AF91:AJ91)","v":0},{"$f":"AL83","v":0},0,0,{"$f":"AE91+AK91+AN91","v":0},null,{"$f":"2*AQ83","v":0},{"$f":"2*AR83","v":0},{"$f":"2*AS83","v":0},0,0,{"$f":"SUM(AQ91:AU91)","v":0},{"$f":"2*AW83","v":0},{"$f":"2*AX83","v":0},{"$f":"2*AY83","v":0},0,0,{"$f":"SUM(AW91:BA91)","v":0},{"$f":"2*BC83","v":0},{"$f":"2*BD83","v":0},{"$f":"2*BE83","v":0},0,0,{"$f":"SUM(BC91:BG91)","v":0},{"$f":"2*BI83","v":0},{"$f":"2*BJ83","v":0},{"$f":"2*BK83","v":0},0,0,{"$f":"SUM(BI91:BM91)","v":0},{"$f":"2*BO83","v":0},{"$f":"2*BP83","v":0},{"$f":"2*BQ83","v":0},0,{"$f":"BS83*2","v":0},{"$f":"SUM(BO91:BS91)","v":0},null,{"$f":"BV83","v":0},{"$f":"BW83","v":0},0,0,0,null,{"$f":"CB83","v":0},{"$f":"CC83","v":0},0,0,0,null,{"$f":"CH83","v":0},{"$f":"CI83","v":0},0,0,0,null,{"$f":"CN83","v":0},{"$f":"CO83","v":0},0,0,0,null,{"$f":"CT83","v":0},{"$f":"CU83","v":0},0,0,0,null,null,null,null,null,null,null,null,null,null,null,null,null,null,null,null,null,null,null,null,null,null,null,null,null,null,null,null,null,null,null,null,null,{"$f":"EF83","v":0},0,0,0,0,0,0,0,{"$f":"EN83","v":0},{"$f":"EO83","v":0},{"$f":"EP83","v":0},{"$f":"EQ83","v":0}]
[null,"3. OMKOSTNINGER TIL KUNDECENTER"]
[null,"3.1 Omkostninger til kundecenter",null,null,null,null,{"$f":"H93+I93","v":0},{"$f":"IF('2.1 Valg - Forbrugstariffer'!$U$18=3,Z93+AA93+AB93+AV93+CA93+DF93+EF93+EG93,AA93+AB93+AV93+CA93+DF93+EF93+EG93)","v":0},{"$f":"IF('2.1 Valg - Forbrugstariffer'!$U$18=2,AC93+AD93+BB93+CG93+DL93+EH93+EI93+Z93,AC93+AD93+BB93+CG93+DL93+EH93+EI93)","v":0},null,{"$f":"L93+M93+N93","v":0},{"$f":"AF93+AG93+BH93+CM93+DR93+EJ93+EK93","v":0},{"$f":"AH93","v":0},{"$f":"AI93+AJ93+BN93+CS93+DX93+EL93+EM93","v":0},{"$f":"P93+Q93+R93","v":0},{"$f":"AL93+BS93","v":0},{"$f":"AM93+BT93+CY93+ED93+EO93+EN93-BS93","v":0},null,null,null,{"$f":"G93+K93+O93","v":0},null,null,null,null,{"$f":"Z83","v":0},{"$f":"AA83","v":0},{"$f":"AB83","v":0},{"$f":"AC83","v":0},{"$f":"AD83","v":0},{"$f":"SUM(Z93:AD93)","v":0},{"$f":"AF83","v":0},{"$f":"AG83","v":0},{"$f":"AH83","v":0},{"$f":"AI83","v":0},{"$f":"AJ83","v":0},{"$f":"SUM(AF93:AJ93)","v":0},{"$f":"AL83","v":0},0,{"$f":"AL93+AM93","v":0},{"$f":"AE93+AK93+AN93","v":0},null,{"$f":"AQ83","v":0},{"$f":"AR83","v":0},{"$f":"AS83","v":0},{"$f":"AT83","v":0},{"$f":"AU83","v":0},{"$f":"SUM(AQ93:AU93)","v":0},{"$f":"AW83","v":0},{"$f":"AX83","v":0},{"$f":"AY83","v":0},{"$f":"AZ83","v":0},{"$f":"BA83","v":0},{"$f":"SUM(AW93:BA93)","v":0},{"$f":"BC83","v":0},{"$f":"BD83","v":0},{"$f":"BE83","v":0},{"$f":"BF83","v":0},{"$f":"BG83","v":0},{"$f":"SUM(BC93:BG93)","v":0},{"$f":"BI83","v":0},{"$f":"BJ83","v":0},{"$f":"BK83","v":0},{"$f":"BL83","v":0},{"$f":"BM83","v":0},{"$f":"SUM(BI93:BM93)","v":0},{"$f":"BO83","v":0},{"$f":"BP83","v":0},{"$f":"BQ83","v":0},{"$f":"BR83","v":0},{"$f":"BS83","v":0},{"$f":"SUM(BO93:BS93)","v":0},null,{"$f":"BV83","v":0},{"$f":"BW83","v":0},{"$f":"BX83","v":0},{"$f":"BY83","v":0},{"$f":"BZ83","v":0},{"$f":"SUM(BV93:BZ93)","v":0},{"$f":"CB83","v":0},{"$f":"CC83","v":0},{"$f":"CD83","v":0},{"$f":"CE83","v":0},{"$f":"CF83","v":0},{"$f":"SUM(CB93:CF93)","v":0},{"$f":"CH83","v":0},{"$f":"CI83","v":0},{"$f":"CJ83","v":0},{"$f":"CK83","v":0},{"$f":"CL83","v":0},{"$f":"SUM(CH93:CL93)","v":0},{"$f":"CN83","v":0},{"$f":"CO83","v":0},{"$f":"CP83","v":0},{"$f":"CQ83","v":0},{"$f":"CR83","v":0},{"$f":"SUM(CN93:CR93)","v":0},{"$f":"CT83","v":0},{"$f":"CU83","v":0},{"$f":"CV83","v":0},{"$f":"CW83","v":0},{"$f":"CX83","v":0},{"$f":"SUM(CT93:CX93)","v":0},null,null,null,{"$f":"DC83","v":0},{"$f":"DD83","v":0},null,{"$f":"SUM(DC93:DD93)","v":0},null,null,{"$f":"DI83","v":0},{"$f":"DJ83","v":0},null,{"$f":"SUM(DI93:DJ93)","v":0},null,null,{"$f":"DO83","v":0},{"$f":"DP83","v":0},null,{"$f":"SUM(DO93:DP93)","v":0},null,null,{"$f":"DU83","v":0},{"$f":"DV83","v":0},null,{"$f":"SUM(DU93:DV93)","v":0},null,null,{"$f":"EA83","v":0},{"$f":"EB83","v":0},{"$f":"EC83","v":0},{"$f":"SUM(EA93:EC93)","v":0},null,{"$f":"EF83","v":0},{"$f":"EG83","v":0},0,{"$f":"EI83","v":0},0,{"$f":"EK83","v":0},0,{"$f":"EM83","v":0},{"$f":"EN83","v":0},{"$f":"EO83","v":0},{"$f":"EP83","v":0},{"$f":"EQ83","v":0}]
[null,"4. GENEREL ADMINISTRATION "]
[null,"4.1 Generel administration",null,{"$f":"IF('2.4 Valg - Omkostninger'!$R$25=2,'2.4 Valg - Omkostninger'!$W$14,IF('2.4 Valg - Omkostninger'!$R$25=3,'2.4 Valg - Omkostninger'!$W$15))","v":"Antal målere"},{"$f":"IF('2.4 Valg - Omkostninger'!$S$25=2,'2.4 Valg - Omkostninger'!$W$24,IF('2.4 Valg - Omkostninger'!$S$25=3,'2.4 Valg - Omkostninger'!$W$25))","v":"Abonnement"},null,{"$f":"H95+I95","v":0},{"$f":"IF('2.1 Valg - Forbrugstariffer'!$U$18=3,Z95+AA95+AB95+AV95+CA95+DF95+EF95+EG95,AA95+AB95+AV95+CA95+DF95+EF95+EG95)","v":0},{"$f":"IF('2.1 Valg - Forbrugstariffer'!$U$18=2,AC95+AD95+BB95+CG95+DL95+EH95+EI95+Z95,AC95+AD95+BB95+CG95+DL95+EH95+EI95)","v":0},null,{"$f":"L95+M95+N95","v":0},{"$f":"AF95+AG95+BH95+CM95+DR95+EJ95+EK95","v":0},{"$f":"AH95","v":0},{"$f":"AI95+AJ95+BN95+CS95+DX95+EL95+EM95","v":0},{"$f":"P95+Q95+R95","v":0},{"$f":"AL95+BS95","v":0},{"$f":"AM95+BT95+CY95+ED95+EO95+EN95-BS95","v":0},null,null,null,{"$f":"G95+K95+O95","v":0},null,null,null,null,{"$f":"Z83","v":0},{"$f":"AA83","v":0},{"$f":"AB83","v":0},{"$f":"AC83","v":0},{"$f":"AD83","v":0},{"$f":"SUM(Z95:AD95)","v":0},{"$f":"AF83","v":0},{"$f":"AG83","v":0},{"$f":"AH83","v":0},{"$f":"AI83","v":0},{"$f":"AJ83","v":0},{"$f":"SUM(AF95:AJ95)","v":0},{"$f":"AL83","v":0},0,{"$f":"AL95+AM95","v":0},{"$f":"AE95+AK95+AN95","v":0},null,{"$f":"AQ83","v":0},{"$f":"AR83","v":0},{"$f":"AS83","v":0},{"$f":"AT83","v":0},{"$f":"AU83","v":0},{"$f":"SUM(AQ95:AU95)","v":0},{"$f":"AW83","v":0},{"$f":"AX83","v":0},{"$f":"AY83","v":0},{"$f":"AZ83","v":0},{"$f":"BA83","v":0},{"$f":"SUM(AW95:BA95)","v":0},{"$f":"BC83","v":0},{"$f":"BD83","v":0},{"$f":"BE83","v":0},{"$f":"BF83","v":0},{"$f":"BG83","v":0},{"$f":"SUM(BC95:BG95)","v":0},{"$f":"BI83","v":0},{"$f":"BJ83","v":0},{"$f":"BK83","v":0},{"$f":"BL83","v":0},{"$f":"BM83","v":0},{"$f":"SUM(BI95:BM95)","v":0},{"$f":"BO83","v":0},{"$f":"BP83","v":0},{"$f":"BQ83","v":0},{"$f":"BR83","v":0},{"$f":"BS83","v":0},{"$f":"SUM(BO95:BS95)","v":0},null,{"$f":"BV83","v":0},{"$f":"BW83","v":0},{"$f":"BX83","v":0},{"$f":"BY83","v":0},{"$f":"BZ83","v":0},{"$f":"SUM(BV95:BZ95)","v":0},{"$f":"CB83","v":0},{"$f":"CC83","v":0},{"$f":"CD83","v":0},{"$f":"CE83","v":0},{"$f":"CF83","v":0},{"$f":"SUM(CB95:CF95)","v":0},{"$f":"CH83","v":0},{"$f":"CI83","v":0},{"$f":"CJ83","v":0},{"$f":"CK83","v":0},{"$f":"CL83","v":0},{"$f":"SUM(CH95:CL95)","v":0},{"$f":"CN83","v":0},{"$f":"CO83","v":0},{"$f":"CP83","v":0},{"$f":"CQ83","v":0},{"$f":"CR83","v":0},{"$f":"SUM(CN95:CR95)","v":0},{"$f":"CT83","v":0},{"$f":"CU83","v":0},{"$f":"CV83","v":0},{"$f":"CW83","v":0},{"$f":"CX83","v":0},{"$f":"SUM(CT95:CX95)","v":0},null,null,null,{"$f":"DC83","v":0},{"$f":"DD83","v":0},null,{"$f":"SUM(DC95:DD95)","v":0},null,null,{"$f":"DI83","v":0},{"$f":"DJ83","v":0},null,{"$f":"SUM(DI95:DJ95)","v":0},null,null,{"$f":"DO83","v":0},{"$f":"DP83","v":0},null,{"$f":"SUM(DO95:DP95)","v":0},null,null,{"$f":"DU83","v":0},{"$f":"DV83","v":0},null,{"$f":"SUM(DU95:DV95)","v":0},null,null,{"$f":"EA83","v":0},{"$f":"EB83","v":0},{"$f":"EC83","v":0},{"$f":"SUM(EA95:EC95)","v":0},null,{"$f":"EF83","v":0},0,0,0,0,0,0,0,{"$f":"EN83","v":0},{"$f":"EO83","v":0},{"$f":"EP83","v":0},{"$f":"EQ83","v":0}]
[null,"5. ENERGISPAREINDSATS",null,null,null,null,null,null,null,null,null,null,null,null,{"$f":"G96+H96","v":0}]
[null,"5.1 Faste omkostninger til energispareindsats",null,null,null,null,{"$f":"H97+I97","v":0},{"$f":"IF('2.1 Valg - Forbrugstariffer'!$U$18=3,Z97+AA97+AB97+AV97+CA97+DF97+EF97+EG97,AA97+AB97+AV97+CA97+DF97+EF97+EG97)","v":0},{"$f":"IF('2.1 Valg - Forbrugstariffer'!$U$18=2,AC97+AD97+BB97+CG97+DL97+EH97+EI97+Z97,AC97+AD97+BB97+CG97+DL97+EH97+EI97)","v":0},null,{"$f":"L97+M97+N97","v":0},{"$f":"AF97+AG97+BH97+CM97+DR97+EJ97+EK97","v":0},{"$f":"AH97","v":0},{"$f":"AI97+AJ97+BN97+CS97+DX97+EL97+EM97","v":0},{"$f":"P97+Q97+R97","v":0},{"$f":"AL97+BS97","v":0},{"$f":"AM97+BT97+CY97+ED97+EO97+EN97-BS97","v":0},null,null,null,{"$f":"G97+K97+O97","v":0},null,null,null,null,{"$f":"Z83","v":0},{"$f":"AA83","v":0},null,{"$f":"AC83","v":0},null,{"$f":"SUM(Z97:AD97)","v":0},{"$f":"AF83","v":0},null,{"$f":"AH83","v":0},{"$f":"AI83","v":0},null,{"$f":"SUM(AF97:AJ97)","v":0},{"$f":"AL83","v":0},0,{"$f":"AL97+AM97","v":0},{"$f":"AE97+AK97+AN97","v":0},null,{"$f":"AQ83","v":0},{"$f":"AR83","v":0},{"$f":"AS83","v":0},{"$f":"AT83","v":0},{"$f":"AU83","v":0},{"$f":"SUM(AQ97:AU97)","v":0},{"$f":"AW83","v":0},{"$f":"AX83","v":0},{"$f":"AY83","v":0},{"$f":"AZ83","v":0},{"$f":"BA83","v":0},{"$f":"SUM(AW97:BA97)","v":0},{"$f":"BC83","v":0},{"$f":"BD83","v":0},{"$f":"BE83","v":0},{"$f":"BF83","v":0},{"$f":"BG83","v":0},{"$f":"SUM(BC97:BG97)","v":0},{"$f":"BI83","v":0},{"$f":"BJ83","v":0},{"$f":"BK83","v":0},{"$f":"BL83","v":0},{"$f":"BM83","v":0},{"$f":"SUM(BI97:BM97)","v":0},{"$f":"BO83","v":0},{"$f":"BP83","v":0},{"$f":"BQ83","v":0},{"$f":"BR83","v":0},{"$f":"BS83","v":0},{"$f":"SUM(BO97:BS97)","v":0},null,null,null,null,null,null,null,null,null,null,null,null,null,null,null,null,null,null,null,null,null,null,null,null,null,null,null,null,null,null,null,null,null,null,null,null,null,null,null,null,null,null,null,null,null,null,null,null,null,null,null,null,null,null,null,null,null,null,null,null,null,{"$f":"SUM(DY97:EC97)","v":0}]
[null,"5.2 Variable omkostninger til energispareindsats",null,{"$f":"'2.4 Valg - Omkostninger'!$C$28","v":"kWh"},{"$f":"'2.4 Valg - Omkostninger'!$D$28","v":"Tarif"}]
[null,"6. NETTAB"]
[null,"6.1 Omkostninger ved nettab (kun ledningsnet)",null,{"$f":"IF('2.4 Valg - Omkostninger'!$R$30=2,'2.4 Valg - Omkostninger'!$Y$14,IF('2.4 Valg - Omkostninger'!$R$30=3,'2.4 Valg - Omkostninger'!$Y$15))","v":"Direkte"},{"$f":"'2.4 Valg - Omkostninger'!$D$30","v":"Tarif"}]
[null,"6.2 Omkostninger ved nettab (transformerstationer)",null,{"$f":"IF('2.4 Valg - Omkostninger'!$R$31=2,'2.4 Valg - Omkostninger'!$Y$14,IF('2.4 Valg - Omkostninger'!$R$31=3,'2.4 Valg - Omkostninger'!$Y$15))","v":"Direkte"},{"$f":"'2.4 Valg - Omkostninger'!$D$31","v":"Tarif"}]
[null,"7. ØVRIGE OMKOSTNINGER"]
[null,"7.1 Øvrige omkostninger",null,{"$f":"IF('2.4 Valg - Omkostninger'!$R$33=1,\"\",IF('2.4 Valg - Omkostninger'!$R$33=2,'2.4 Valg - Omkostninger'!$Y$14,IF('2.4 Valg - Omkostninger'!$R$33=3,'2.4 Valg - Omkostninger'!$Y$15,IF('2.4 Valg - Omkostninger'!$R$33=4,'2.4 Valg - Omkostninger'!$Y$16))))","v":""},{"$f":"IF('2.4 Valg - Omkostninger'!$S$33=1,\"\",IF('2.4 Valg - Omkostninger'!$S$33=2,'2.4 Valg - Omkostninger'!$W$24,IF('2.4 Valg - Omkostninger'!$S$33=3,'2.4 Valg - Omkostninger'!$W$25)))","v":""},null,{"$f":"H103+I103","v":0},{"$f":"IF('2.1 Valg - Forbrugstariffer'!$U$18=3,Z103+AA103+AB103+AV103+CA103+DF103+EF103+EG103,AA103+AB103+AV103+CA103+DF103+EF103+EG103)","v":0},{"$f":"IF('2.1 Valg - Forbrugstariffer'!$U$18=2,AC103+AD103+BB103+CG103+DL103+EH103+EI103+Z103,AC103+AD103+BB103+CG103+DL103+EH103+EI103)","v":0},null,{"$f":"L103+M103+N103","v":0},{"$f":"AF103+AG103+BH103+CM103+DR103+EJ103+EK103","v":0},{"$f":"AH103","v":0},{"$f":"AI103+AJ103+BN103+CS103+DX103+EL103+EM103","v":0},{"$f":"P103+Q103+R103","v":0},{"$f":"AL103+BS103","v":0},{"$f":"AM103+BT103+CY103+ED103+EO103+EN103-BS103","v":0},null,null,null,{"$f":"G103+K103+O103","v":0},null,null,null,null,{"$f":"Z83","v":0},{"$f":"AA83","v":0},{"$f":"AB83","v":0},{"$f":"AC83","v":0},{"$f":"AD83","v":0},{"$f":"SUM(Z103:AD103)","v":0},{"$f":"AF83","v":0},{"$f":"AG83","v":0},{"$f":"AH83","v":0},{"$f":"AI83","v":0},{"$f":"AJ83","v":0},{"$f":"SUM(AF103:AJ103)","v":0},{"$f":"AL83","v":0},0,{"$f":"AL103+AM103","v":0},{"$f":"AE103+AK103+AN103","v":0},null,{"$f":"AQ83","v":0},{"$f":"AR83","v":0},{"$f":"AS83","v":0},{"$f":"AT83","v":0},{"$f":"AU83","v":0},{"$f":"SUM(AQ103:AU103)","v":0},{"$f":"AW83","v":0},{"$f":"AX83","v":0},{"$f":"AY83","v":0},{"$f":"AZ83","v":0},{"$f":"BA83","v":0},{"$f":"SUM(AW103:BA103)","v":0},{"$f":"BC83","v":0},{"$f":"BD83","v":0},{"$f":"BE83","v":0},{"$f":"BF83","v":0},{"$f":"BG83","v":0},{"$f":"SUM(BC103:BG103)","v":0},{"$f":"BI83","v":0},{"$f":"BJ83","v":0},{"$f":"BK83","v":0},{"$f":"BL83","v":0},{"$f":"BM83","v":0},{"$f":"SUM(BI103:BM103)","v":0},{"$f":"BO83","v":0},{"$f":"BP83","v":0},{"$f":"BQ83","v":0},{"$f":"BR83","v":0},{"$f":"BS83","v":0},{"$f":"SUM(BO103:BS103)","v":0},null,{"$f":"BV83","v":0},{"$f":"BW83","v":0},{"$f":"BX83","v":0},{"$f":"BY83","v":0},{"$f":"BZ83","v":0},{"$f":"SUM(BV103:BZ103)","v":0},{"$f":"CB83","v":0},{"$f":"CC83","v":0},{"$f":"CD83","v":0},{"$f":"CE83","v":0},{"$f":"CF83","v":0},{"$f":"SUM(CB103:CF103)","v":0},{"$f":"CH83","v":0},{"$f":"CI83","v":0},{"$f":"CJ83","v":0},{"$f":"CK83","v":0},{"$f":"CL83","v":0},{"$f":"SUM(CH103:CL103)","v":0},{"$f":"CN83","v":0},{"$f":"CO83","v":0},{"$f":"CP83","v":0},{"$f":"CQ83","v":0},{"$f":"CR83","v":0},{"$f":"SUM(CN103:CR103)","v":0},{"$f":"CT83","v":0},{"$f":"CU83","v":0},{"$f":"CV83","v":0},{"$f":"CW83","v":0},{"$f":"CX83","v":0},{"$f":"SUM(CT103:CX103)","v":0},null,null,null,{"$f":"DC83","v":0},{"$f":"DD83","v":0},null,{"$f":"SUM(DC103:DD103)","v":0},null,null,{"$f":"DI83","v":0},{"$f":"DJ83","v":0},null,{"$f":"SUM(DI103:DJ103)","v":0},null,null,{"$f":"DO83","v":0},{"$f":"DP83","v":0},null,{"$f":"SUM(DO103:DP103)","v":0},null,null,{"$f":"DU83","v":0},{"$f":"DV83","v":0},null,{"$f":"SUM(DU103:DV103)","v":0},null,null,{"$f":"EA83","v":0},{"$f":"EB83","v":0},{"$f":"EC83","v":0},{"$f":"SUM(EA103:EC103)","v":0},null,{"$f":"EF83","v":0},null,0,null,0,null,0,null,{"$f":"EN83","v":0},null,{"$f":"EP83","v":0}]
[null,"8. AFSKRIVNINGER"]
[null,"8.1 Transformerstationer",null,{"$f":"'2.4 Valg - Omkostninger'!$C$35","v":"Direkte"},{"$f":"'2.4 Valg - Omkostninger'!$D$35","v":"Tarif"},null,{"$f":"H105+I105","v":0},{"$f":"IF('2.1 Valg - Forbrugstariffer'!$U$18=3,Z105+AA105+AB105+AV105+CA105+DF105+EF105+EG105,AA105+AB105+AV105+CA105+DF105+EF105+EG105)","v":0},{"$f":"IF('2.1 Valg - Forbrugstariffer'!$U$18=2,AC105+AD105+BB105+CG105+DL105+EH105+EI105+Z105,AC105+AD105+BB105+CG105+DL105+EH105+EI105)","v":0},null,{"$f":"L105+M105+N105","v":0},{"$f":"AF105+AG105+BH105+CM105+DR105+EJ105+EK105","v":0},{"$f":"AH105","v":0},{"$f":"AI105+AJ105+BN105+CS105+DX105+EL105+EM105","v":0},{"$f":"P105+Q105+R105","v":0},{"$f":"AL105+BS105","v":0},{"$f":"AM105+BT105+CY105+ED105+EO105+EN105-BS105","v":0},null,null,null,{"$f":"G105+K105+O105","v":0},null,null,null,null,{"$f":"Z83","v":0},{"$f":"AA83","v":0},{"$f":"AB83","v":0},{"$f":"AC83","v":0},{"$f":"AD83","v":0},{"$f":"SUM(Z105:AD105)","v":0},{"$f":"AF83","v":0},{"$f":"AG83","v":0},{"$f":"AH83","v":0},{"$f":"AI83","v":0},{"$f":"AJ83","v":0},{"$f":"SUM(AF105:AJ105)","v":0},{"$f":"AL83","v":0},0,{"$f":"AL105+AM105","v":0},{"$f":"AE105+AK105+AN105","v":0},null,{"$f":"AQ83","v":0},{"$f":"AR83","v":0},{"$f":"AS83","v":0},{"$f":"AT83","v":0},{"$f":"AU83","v":0},{"$f":"SUM(AQ105:AU105)","v":0},{"$f":"AW83","v":0},{"$f":"AX83","v":0},{"$f":"AY83","v":0},{"$f":"AZ83","v":0},{"$f":"BA83","v":0},{"$f":"SUM(AW105:BA105)","v":0},{"$f":"BC83","v":0},{"$f":"BD83","v":0},{"$f":"BE83","v":0},{"$f":"BF83","v":0},{"$f":"BG83","v":0},{"$f":"SUM(BC105:BG105)","v":0},{"$f":"BI83","v":0},{"$f":"BJ83","v":0},{"$f":"BK83","v":0},{"$f":"BL83","v":0},{"$f":"BM83","v":0},{"$f":"SUM(BI105:BM105)","v":0},{"$f":"BO83","v":0},{"$f":"BP83","v":0},{"$f":"BQ83","v":0},{"$f":"BR83","v":0},{"$f":"BS83","v":0},{"$f":"SUM(BO105:BS105)","v":0},null,{"$f":"BV83","v":0},{"$f":"BW83","v":0},{"$f":"BX83","v":0},{"$f":"BY83","v":0},{"$f":"BZ83","v":0},{"$f":"SUM(BV105:BZ105)","v":0},{"$f":"CB83","v":0},{"$f":"CC83","v":0},{"$f":"CD83","v":0},{"$f":"CE83","v":0},{"$f":"CF83","v":0},{"$f":"SUM(CB105:CF105)","v":0},{"$f":"CH83","v":0},{"$f":"CI83","v":0},{"$f":"CJ83","v":0},{"$f":"CK83","v":0},{"$f":"CL83","v":0},{"$f":"SUM(CH105:CL105)","v":0},{"$f":"CN83","v":0},{"$f":"CO83","v":0},{"$f":"CP83","v":0},{"$f":"CQ83","v":0},{"$f":"CR83","v":0},{"$f":"SUM(CN105:CR105)","v":0},{"$f":"CT83","v":0},{"$f":"CU83","v":0},{"$f":"CV83","v":0},{"$f":"CW83","v":0},{"$f":"CX83","v":0},{"$f":"SUM(CT105:CX105)","v":0},null,null,null,{"$f":"DC83","v":0},{"$f":"DD83","v":0},null,{"$f":"SUM(DC105:DD105)","v":0},null,null,{"$f":"DI83","v":0},{"$f":"DJ83","v":0},null,{"$f":"SUM(DI105:DJ105)","v":0},null,null,{"$f":"DO83","v":0},{"$f":"DP83","v":0},null,{"$f":"SUM(DO105:DP105)","v":0},null,null,{"$f":"DU83","v":0},{"$f":"DV83","v":0},null,{"$f":"SUM(DU105:DV105)","v":0},null,null,{"$f":"EA83","v":0},{"$f":"EB83","v":0},{"$f":"EC83","v":0},{"$f":"SUM(EA105:EC105)","v":0},null,{"$f":"EF83","v":0},null,0,null,0,null,0,null,{"$f":"EN83","v":0},null,{"$f":"EP83","v":0}]
[null,"8.2 Netaktiver, ekskl. transformerstationer og målere",null,{"$f":"'2.4 Valg - Omkostninger'!$C$36","v":"Direkte"},{"$f":"'2.4 Valg - Omkostninger'!$D$36","v":"Tarif"},null,{"$f":"H106+I106","v":0},{"$f":"IF('2.1 Valg - Forbrugstariffer'!$U$18=3,Z106+AA106+AB106+AV106+CA106+DF106+EF106+EG106,AA106+AB106+AV106+CA106+DF106+EF106+EG106)","v":0},{"$f":"IF('2.1 Valg - Forbrugstariffer'!$U$18=2,AC106+AD106+BB106+CG106+DL106+EH106+EI106+Z106,AC106+AD106+BB106+CG106+DL106+EH106+EI106)","v":0},null,0,{"$f":"AF106+AG106+BH106+CM106+DR106+EJ106+EK106","v":0},0,0,0,0,0,null,null,null,0,null,null,null,null,{"$f":"Z83","v":0},{"$f":"AA83","v":0},{"$f":"AB83","v":0},{"$f":"AC83","v":0},{"$f":"AD83","v":0},{"$f":"SUM(Z106:AD106)","v":0},{"$f":"AF83","v":0},{"$f":"AG83","v":0},{"$f":"AH83","v":0},{"$f":"AI83","v":0},{"$f":"AJ83","v":0},0,{"$f":"AL83","v":0},0,0,{"$f":"AE106+AK106+AN106","v":0},null,{"$f":"AQ83","v":0},{"$f":"AR83","v":0},{"$f":"AS83","v":0},{"$f":"AT83","v":0},{"$f":"AU83","v":0},0,{"$f":"AW83","v":0},{"$f":"AX83","v":0},{"$f":"AY83","v":0},{"$f":"AZ83","v":0},{"$f":"BA83","v":0},0,{"$f":"BC83","v":0},{"$f":"BD83","v":0},{"$f":"BE83","v":0},{"$f":"BF83","v":0},{"$f":"BG83","v":0},0,{"$f":"BI83","v":0},{"$f":"BJ83","v":0},{"$f":"BK83","v":0},{"$f":"BL83","v":0},{"$f":"BM83","v":0},0,{"$f":"BO83","v":0},{"$f":"BP83","v":0},{"$f":"BQ83","v":0},{"$f":"BR83","v":0},{"$f":"BS83","v":0},0,null,{"$f":"BV83","v":0},{"$f":"BW83","v":0},{"$f":"BX83","v":0},{"$f":"BY83","v":0},{"$f":"BZ83","v":0},0,{"$f":"CB83","v":0},{"$f":"CC83","v":0},{"$f":"CD83","v":0},{"$f":"CE83","v":0},{"$f":"CF83","v":0},0,{"$f":"CH83","v":0},{"$f":"CI83","v":0},{"$f":"CJ83","v":0},{"$f":"CK83","v":0},{"$f":"CL83","v":0},0,{"$f":"CN83","v":0},{"$f":"CO83","v":0},{"$f":"CP83","v":0},{"$f":"CQ83","v":0},{"$f":"CR83","v":0},0,{"$f":"CT83","v":0},{"$f":"CU83","v":0},{"$f":"CV83","v":0},{"$f":"CW83","v":0},{"$f":"CX83","v":0},0,null,null,null,{"$f":"DC83","v":0},{"$f":"DD83","v":0},null,0,null,null,{"$f":"DI83","v":0},{"$f":"DJ83","v":0},null,0,null,null,{"$f":"DO83","v":0},{"$f":"DP83","v":0},null,0,null,null,{"$f":"DU83","v":0},{"$f":"DV83","v":0},null,0,null,null,{"$f":"EA83","v":0},{"$f":"EB83","v":0},{"$f":"EC83","v":0},0,null,{"$f":"EF83","v":0},null,0,null,0,null,0,null,{"$f":"EN83","v":0},null,{"$f":"EP83","v":0}]
[null,"8.3 Målere",null,null,null,null,{"$f":"H107+I107","v":0},{"$f":"IF('2.1 Valg - Forbrugstariffer'!$U$18=3,Z107+AA107+AB107+AV107+CA107+DF107+EF107+EG107,AA107+AB107+AV107+CA107+DF107+EF107+EG107)","v":0},{"$f":"IF('2.1 Valg - Forbrugstariffer'!$U$18=2,AC107+AD107+BB107+CG107+DL107+EH107+EI107+Z107,AC107+AD107+BB107+CG107+DL107+EH107+EI107)","v":0},null,0,{"$f":"AF107+AG107+BH107+CM107+DR107+EJ107+EK107","v":0},0,0,0,0,0,null,null,null,0,null,null,null,null,{"$f":"Z83","v":0},{"$f":"AA83","v":0},{"$f":"AB83","v":0},{"$f":"AC83","v":0},{"$f":"AD83","v":0},{"$f":"SUM(Z107:AD107)","v":0},{"$f":"AF83","v":0},{"$f":"AG83","v":0},{"$f":"AH83","v":0},{"$f":"AI83","v":0},{"$f":"AJ83","v":0},0,{"$f":"AL83","v":0},0,0,{"$f":"AE107+AK107+AN107","v":0},null,{"$f":"AQ83","v":0},{"$f":"AR83","v":0},{"$f":"AS83","v":0},{"$f":"AT83","v":0},{"$f":"AU83","v":0},0,{"$f":"AW83","v":0},{"$f":"AX83","v":0},{"$f":"AY83","v":0},{"$f":"AZ83","v":0},{"$f":"BA83","v":0},0,{"$f":"BC83","v":0},{"$f":"BD83","v":0},{"$f":"BE83","v":0},{"$f":"BF83","v":0},{"$f":"BG83","v":0},0,{"$f":"BI83","v":0},{"$f":"BJ83","v":0},{"$f":"BK83","v":0},{"$f":"BL83","v":0},{"$f":"BM83","v":0},0,{"$f":"BO83","v":0},{"$f":"BP83","v":0},{"$f":"BQ83","v":0},{"$f":"BR83","v":0},{"$f":"BS83","v":0},0,null,{"$f":"BV83","v":0},{"$f":"BW83","v":0},{"$f":"BX83","v":0},{"$f":"BY83","v":0},{"$f":"BZ83","v":0},0,{"$f":"CB83","v":0},{"$f":"CC83","v":0},{"$f":"CD83","v":0},{"$f":"CE83","v":0},{"$f":"CF83","v":0},0,{"$f":"CH83","v":0},{"$f":"CI83","v":0},{"$f":"CJ83","v":0},{"$f":"CK83","v":0},{"$f":"CL83","v":0},0,{"$f":"CN83","v":0},{"$f":"CO83","v":0},{"$f":"CP83","v":0},{"$f":"CQ83","v":0},{"$f":"CR83","v":0},0,{"$f":"CT83","v":0},{"$f":"CU83","v":0},{"$f":"CV83","v":0},{"$f":"CW83","v":0},{"$f":"CX83","v":0},0,null,null,null,{"$f":"DC83","v":0},{"$f":"DD83","v":0},null,0,null,null,{"$f":"DI83","v":0},{"$f":"DJ83","v":0},null,0,null,null,{"$f":"DO83","v":0},{"$f":"DP83","v":0},null,0,null,null,{"$f":"DU83","v":0},{"$f":"DV83","v":0},null,0,null,null,{"$f":"EA83","v":0},{"$f":"EB83","v":0},{"$f":"EC83","v":0},0,null,{"$f":"EF83","v":0},null,0,null,0,null,0,null,{"$f":"EN83","v":0},null,{"$f":"EP83","v":0}]
[null,"8.4 Øvrige anlægsaktiver",null,{"$f":"IF('2.4 Valg - Omkostninger'!$R$38=2,'2.4 Valg - Omkostninger'!$Z$14,IF('2.4 Valg - Omkostninger'!$R$38=3,'2.4 Valg - Omkostninger'!$Z$15))","v":"kWh"},{"$f":"IF('2.4 Valg - Omkostninger'!$S$38=2,'2.4 Valg - Omkostninger'!$W$24,IF('2.4 Valg - Omkostninger'!$S$38=3,'2.4 Valg - Omkostninger'!$W$25))","v":"Tarif"},null,{"$f":"H108+I108","v":0},{"$f":"IF('2.1 Valg - Forbrugstariffer'!$U$18=3,Z108+AA108+AB108+AV108+CA108+DF108+EF108+EG108,AA108+AB108+AV108+CA108+DF108+EF108+EG108)","v":0},{"$f":"IF('2.1 Valg - Forbrugstariffer'!$U$18=2,AC108+AD108+BB108+CG108+DL108+EH108+EI108+Z108,AC108+AD108+BB108+CG108+DL108+EH108+EI108)","v":0},null,0,{"$f":"AF108+AG108+BH108+CM108+DR108+EJ108+EK108","v":0},0,0,0,0,0,null,null,null,0,null,null,null,null,{"$f":"Z83","v":0},{"$f":"AA83","v":0},{"$f":"AB83","v":0},{"$f":"AC83","v":0},{"$f":"AD83","v":0},{"$f":"SUM(Z108:AD108)","v":0},{"$f":"AF83","v":0},{"$f":"AG83","v":0},{"$f":"AH83","v":0},{"$f":"AI83","v":0},{"$f":"AJ83","v":0},0,{"$f":"AL83","v":0},0,0,{"$f":"AE108+AK108+AN108","v":0},null,{"$f":"AQ83","v":0},{"$f":"AR83","v":0},{"$f":"AS83","v":0},{"$f":"AT83","v":0},{"$f":"AU83","v":0},0,{"$f":"AW83","v":0},{"$f":"AX83","v":0},{"$f":"AY83","v":0},{"$f":"AZ83","v":0},{"$f":"BA83","v":0},0,{"$f":"BC83","v":0},{"$f":"BD83","v":0},{"$f":"BE83","v":0},{"$f":"BF83","v":0},{"$f":"BG83","v":0},0,{"$f":"BI83","v":0},{"$f":"BJ83","v":0},{"$f":"BK83","v":0},{"$f":"BL83","v":0},{"$f":"BM83","v":0},0,{"$f":"BO83","v":0},{"$f":"BP83","v":0},{"$f":"BQ83","v":0},{"$f":"BR83","v":0},{"$f":"BS83","v":0},0,null,{"$f":"BV83","v":0},{"$f":"BW83","v":0},{"$f":"BX83","v":0},{"$f":"BY83","v":0},{"$f":"BZ83","v":0},0,{"$f":"CB83","v":0},{"$f":"CC83","v":0},{"$f":"CD83","v":0},{"$f":"CE83","v":0},{"$f":"CF83","v":0},0,{"$f":"CH83","v":0},{"$f":"CI83","v":0},{"$f":"CJ83","v":0},{"$f":"CK83","v":0},{"$f":"CL83","v":0},0,{"$f":"CN83","v":0},{"$f":"CO83","v":0},{"$f":"CP83","v":0},{"$f":"CQ83","v":0},{"$f":"CR83","v":0},0,{"$f":"CT83","v":0},{"$f":"CU83","v":0},{"$f":"CV83","v":0},{"$f":"CW83","v":0},{"$f":"CX83","v":0},0,null,null,null,{"$f":"DC83","v":0},{"$f":"DD83","v":0},null,0,null,null,{"$f":"DI83","v":0},{"$f":"DJ83","v":0},null,0,null,null,{"$f":"DO83","v":0},{"$f":"DP83","v":0},null,0,null,null,{"$f":"DU83","v":0},{"$f":"DV83","v":0},null,0,null,null,{"$f":"EA83","v":0},{"$f":"EB83","v":0},{"$f":"EC83","v":0},0,null,{"$f":"EF83","v":0},null,0,null,0,null,0,null,{"$f":"EN83","v":0},null,{"$f":"EP83","v":0}]
[]
[null,"Forrentning",null,{"$f":"'2.4 Valg - Omkostninger'!$C$39","v":"Værdi af netaktiver"},{"$f":"'2.4 Valg - Omkostninger'!$D$39","v":"Tarif"}]

{"sheet":"4.2 Beregning - Totale omk.","index":10,"n_rows":75,"n_cols":34,"rows_kept":75,"cut":false,"hidden":false,"merged":[[8,28,8,30],[8,31,8,33],[8,24,8,26],[42,14,42,17],[8,8,8,12],[42,19,42,22],[42,24,42,26],[42,7,42,12],[8,14,8,18],[8,19,8,23]]}
["Beregning - Fordeling af totale omkostninger"]
[]
[]
[]
[]
[]
[]
[null,"Tabel: B.4.2.1",null,"Valg vedr. fordeling af omkostninger",null,null,null,null,null,null,null,null,null,null,null,null,null,null,null,null,null,null,null,null,null,null,null,null,"%-fordeling af totale omkostninger på spændingsniveauer"]
[null,"Fordeling af totale omkostninger",null,null,null,null,null,null,"Totale omkostninger",null,null,null,null,null,"50 kV",null,null,null,null,"10 kV",null,null,null,null,"0,4 kV",null,null,null," Nøgle - kWh",null,null,"Nøgle - antal målere"]
[null,"1.000 kr.",null,"Nøgle","Priselement","Vandfald","Tidsdiff.",null,"Total","Til abonnement","Tarif total","Vandfald","Ej vandfald",null,"Total","Til abonnement","Tarif total","Vandfald","Ej vandfald","Total","Til abonnement","Tarif total","Vandfald","Ej vandfald","Total","Til abonnement","Tarif (ej vandfald)",null,"50 kV",10,"0,4 kV","50 kV",10,"0,4 kV"]
[null,"1. DRIFT"]
[null,"1.1 Drift og vedligehold af transformerstationer",null,{"$f":"IF('2.4 Valg - Omkostninger'!$R$16=2,'2.4 Valg - Omkostninger'!$Z$14,IF('2.4 Valg - Omkostninger'!$R$16=3,'2.4 Valg - Omkostninger'!$Z$15,IF('2.4 Valg - Omkostninger'!$R$16=4,'2.4 Valg - Omkostninger'!$Z$16)))","v":"Direkte"},{"$f":"'2.4 Valg - Omkostninger'!$D$16","v":"Tarif"},{"$f":"'2.4 Valg - Omkostninger'!E16","v":"Ja"},{"$f":"'2.4 Valg - Omkostninger'!G16","v":"Ja"},null,{"$f":"O12+T12+Y12","v":0},null,{"$f":"L12+M12","v":0},{"$f":"R12+W12","v":0},{"$f":"S12+X12+AA12","v":0},null,{"$f":"IF('2.4 Valg - Omkostninger'!R16=2,'3.3 Input - Omkostninger'!F16,IF('2.4 Valg - Omkostninger'!R16=3,'3.3 Input - Omkostninger'!E17*'4.2 Beregning - Totale omk.'!AC12,IF('2.4 Valg - Omkostninger'!R16=4,'3.3 Input - Omkostninger'!F16+'3.3 Input - Omkostninger'!E17*'4.2 Beregning - Totale omk.'!AC12)))","v":0},null,{"$f":"R12+S12","v":0},{"$f":"O12","v":0},null,{"$f":"IF('2.4 Valg - Omkostninger'!R16=2,'3.3 Input - Omkostninger'!G16,IF('2.4 Valg - Omkostninger'!R16=3,'3.3 Input - Omkostninger'!E17*'4.2 Beregning - Totale omk.'!AD12,IF('2.4 Valg - Omkostninger'!R16=4,'3.3 Input - Omkostninger'!G16+'3.3 Input - Omkostninger'!E17*'4.2 Beregning - Totale omk.'!AD12)))","v":0},null,{"$f":"W12+X12","v":0},{"$f":"T12","v":0},null,{"$f":"IF('2.4 Valg - Omkostninger'!R16=2,'3.3 Input - Omkostninger'!H16,IF('2.4 Valg - Omkostninger'!R16=3,'3.3 Input - Omkostninger'!E17*'4.2 Beregning - Totale omk.'!AE12,IF('2.4 Valg - Omkostninger'!R16=4,'3.3 Input - Omkostninger'!H16+'3.3 Input - Omkostninger'!E17*'4.2 Beregning - Totale omk.'!AE12)))","v":0},null,{"$f":"Y12","v":0},null,{"$f":"'4.1 Beregning - Mængder'!G49/('4.1 Beregning - Mængder'!$U49-'4.1 Beregning - Mængder'!$O49)","v":{"$error":"#DIV/0!"}},{"$f":"'4.1 Beregning - Mængder'!K49/('4.1 Beregning - Mængder'!$U49-'4.1 Beregning - Mængder'!$O49)","v":{"$error":"#DIV/0!"}}]
[null,"1.2 Drift og vedligehold af ledningsnettet ",null,{"$f":"IF('2.4 Valg - Omkostninger'!$R$17=2,'2.4 Valg - Omkostninger'!$Z$14,IF('2.4 Valg - Omkostninger'!$R$17=3,'2.4 Valg - Omkostninger'!$Z$15,IF('2.4 Valg - Omkostninger'!$R$17=4,'2.4 Valg - Omkostninger'!$Z$16)))","v":"Direkte"},{"$f":"'2.4 Valg - Omkostninger'!$D$17","v":"Tarif"},{"$f":"'2.4 Valg - Omkostninger'!E17","v":"Ja"},{"$f":"'2.4 Valg - Omkostninger'!G17","v":"Ja"},null,{"$f":"O13+T13+Y13","v":0},null,{"$f":"L13+M13","v":0},{"$f":"R13+W13","v":0},{"$f":"S13+X13+AA13","v":0},null,{"$f":"IF('2.4 Valg - Omkostninger'!R17=2,'3.3 Input - Omkostninger'!F18,IF('2.4 Valg - Omkostninger'!R17=3,'3.3 Input - Omkostninger'!E19*'4.2 Beregning - Totale omk.'!AC13,IF('2.4 Valg - Omkostninger'!R17=4,'3.3 Input - Omkostninger'!F18+'3.3 Input - Omkostninger'!E19*'4.2 Beregning - Totale omk.'!AC13)))","v":0},null,{"$f":"R13+S13","v":0},{"$f":"O13","v":0},null,{"$f":"IF('2.4 Valg - Omkostninger'!R17=2,'3.3 Input - Omkostninger'!G18,IF('2.4 Valg - Omkostninger'!R17=3,'3.3 Input - Omkostninger'!E19*'4.2 Beregning - Totale omk.'!AD13,IF('2.4 Valg - Omkostninger'!R17=4,'3.3 Input - Omkostninger'!G18+ '3.3 Input - Omkostninger'!E19*'4.2 Beregning - Totale omk.'!AD13)))","v":0},null,{"$f":"W13+X13","v":0},{"$f":"T13","v":0},null,{"$f":"IF('2.4 Valg - Omkostninger'!R17=2,'3.3 Input - Omkostninger'!H18,IF('2.4 Valg - Omkostninger'!R17=3,'3.3 Input - Omkostninger'!E19*'4.2 Beregning - Totale omk.'!AE13,IF('2.4 Valg - Omkostninger'!R17=4,'3.3 Input - Omkostninger'!H18+'3.3 Input - Omkostninger'!E19*'4.2 Beregning - Totale omk.'!AE13)))","v":0},null,{"$f":"Y13","v":0},null,{"$f":"'4.1 Beregning - Mængder'!G50/'4.1 Beregning - Mængder'!U50","v":{"$error":"#DIV/0!"}},{"$f":"'4.1 Beregning - Mængder'!K50/'4.1 Beregning - Mængder'!$U50","v":{"$error":"#DIV/0!"}},{"$f":"'4.1 Beregning - Mængder'!O50/'4.1 Beregning - Mængder'!U50","v":{"$error":"#DIV/0!"}}]
[null,"1.3 Øvrige drifts- og vedligeholdelsesomkostninger",null,{"$f":"IF('2.4 Valg - Omkostninger'!$R$18=2,'2.4 Valg - Omkostninger'!$Z$14,IF('2.4 Valg - Omkostninger'!$R$18=3,'2.4 Valg - Omkostninger'!$Z$15))","v":"kWh"},{"$f":"IF('2.4 Valg - Omkostninger'!$S$18=2,'2.4 Valg - Omkostninger'!$W$24,IF('2.4 Valg - Omkostninger'!$S$18=3,'2.4 Valg - Omkostninger'!$W$25))","v":"Tarif"},{"$f":"'2.4 Valg - Omkostninger'!E18","v":"Ja"},{"$f":"'2.4 Valg - Omkostninger'!G18","v":"Ja"},null,{"$f":"O14+T14+Y14","v":{"$error":"#DIV/0!"}},{"$f":"P14+U14+Z14","v":0},{"$f":"L14+M14","v":{"$error":"#DIV/0!"}},{"$f":"R14+W14","v":{"$error":"#DIV/0!"}},{"$f":"S14+X14+AA14","v":{"$error":"#DIV/0!"}},null,{"$f":"IF('2.4 Valg - Omkostninger'!R18=2,'3.3 Input - Omkostninger'!F20,IF('2.4 Valg - Omkostninger'!R18=3,'3.3 Input - Omkostninger'!E20*'4.2 Beregning - Totale omk.'!AC14))","v":{"$error":"#DIV/0!"}},{"$f":"IF('2.4 Valg - Omkostninger'!$S18=2,O14,0)","v":0},{"$f":"R14+S14","v":{"$error":"#DIV/0!"}},{"$f":"IF('2.4 Valg - Omkostninger'!$S18=3,O14,0)","v":{"$error":"#DIV/0!"}},null,{"$f":"IF('2.4 Valg - Omkostninger'!R18=2,'3.3 Input - Omkostninger'!G20,IF('2.4 Valg - Omkostninger'!R18=3,'3.3 Input - Omkostninger'!E20*'4.2 Beregning - Totale omk.'!AD14))","v":{"$error":"#DIV/0!"}},{"$f":"IF('2.4 Valg - Omkostninger'!$S18=2,T14,0)","v":0},{"$f":"W14+X14","v":{"$error":"#DIV/0!"}},{"$f":"IF('2.4 Valg - Omkostninger'!$S18=3,T14,0)","v":{"$error":"#DIV/0!"}},null,{"$f":"IF('2.4 Valg - Omkostninger'!R18=2,'3.3 Input - Omkostninger'!H20,IF('2.4 Valg - Omkostninger'!R18=3,'3.3 Input - Omkostninger'!E20*'4.2 Beregning - Totale omk.'!AE14))","v":{"$error":"#DIV/0!"}},{"$f":"IF('2.4 Valg - Omkostninger'!$S18=2,Y14,0)","v":0},{"$f":"IF('2.4 Valg - Omkostninger'!$S18=3,Y14,0)","v":{"$error":"#DIV/0!"}},null,{"$f":"'4.1 Beregning - Mængder'!G51/'4.1 Beregning - Mængder'!U51","v":{"$error":"#DIV/0!"}},{"$f":"'4.1 Beregning - Mængder'!K51/'4.1 Beregning - Mængder'!$U51","v":{"$error":"#DIV/0!"}},{"$f":"'4.1 Beregning - Mængder'!O51/'4.1 Beregning - Mængder'!U51","v":{"$error":"#DIV/0!"}},{"$f":"'4.1 Beregning - Mængder'!G88/'4.1 Beregning - Mængder'!U88","v":{"$error":"#DIV/0!"}},{"$f":"'4.1 Beregning - Mængder'!K88/'4.1 Beregning - Mængder'!U88","v":{"$error":"#DIV/0!"}},{"$f":"'4.1 Beregning - Mængder'!O88/'4.1 Beregning - Mængder'!U88","v":{"$error":"#DIV/0!"}}]
[null,"2. MÅLERE"]
[null,"2.1 Drift og vedligeholdelse af målere",null,{"$f":"IF('2.4 Valg - Omkostninger'!$R$20=2,'2.4 Valg - Omkostninger'!$AA$14,IF('2.4 Valg - Omkostninger'!$R$20=3,'2.4 Valg - Omkostninger'!$AA$15,IF('2.4 Valg - Omkostninger'!$R$20=4,'2.4 Valg - Omkostninger'!$AA$16)))","v":"Måler - driftsnøgle"},{"$f":"'2.4 Valg - Omkostninger'!D20","v":"Abonnement"},null,null,null,{"$f":"O16+T16+Y16","v":{"$error":"#DIV/0!"}},{"$f":"P16+U16+Z16","v":{"$error":"#DIV/0!"}},null,null,null,null,{"$f":"IF('2.4 Valg - Omkostninger'!R20=2,'3.3 Input - Omkostninger'!E22*'3.1 Input - Stamoplysninger'!D35,IF('2.4 Valg - Omkostninger'!R20=3,'3.3 Input - Omkostninger'!E22*'4.2 Beregning - Totale omk.'!AF16,IF('2.4 Valg - Omkostninger'!R20=4,'3.3 Input - Omkostninger'!F22)))","v":{"$error":"#DIV/0!"}},{"$f":"O16","v":{"$error":"#DIV/0!"}},null,null,null,{"$f":"IF('2.4 Valg - Omkostninger'!R20=2,'3.3 Input - Omkostninger'!E22*'3.1 Input - Stamoplysninger'!F35,IF('2.4 Valg - Omkostninger'!R20=3,'3.3 Input - Omkostninger'!E22*'4.2 Beregning - Totale omk.'!AG16,IF('2.4 Valg - Omkostninger'!R20=4,'3.3 Input - Omkostninger'!G22)))","v":{"$error":"#DIV/0!"}},{"$f":"T16","v":{"$error":"#DIV/0!"}},null,null,null,{"$f":"IF('2.4 Valg - Omkostninger'!R20=2,'3.3 Input - Omkostninger'!E22*'3.1 Input - Stamoplysninger'!H35,IF('2.4 Valg - Omkostninger'!R20=3,'3.3 Input - Omkostninger'!E22*'4.2 Beregning - Totale omk.'!AH16,IF('2.4 Valg - Omkostninger'!R20=4,'3.3 Input - Omkostninger'!H22)))","v":{"$error":"#DIV/0!"}},{"$f":"Y16","v":{"$error":"#DIV/0!"}},null,null,null,null,null,{"$f":"'4.1 Beregning - Mængder'!G90/'4.1 Beregning - Mængder'!U90","v":{"$error":"#DIV/0!"}},{"$f":"'4.1 Beregning - Mængder'!K90/'4.1 Beregning - Mængder'!U90","v":{"$error":"#DIV/0!"}},{"$f":"'4.1 Beregning - Mængder'!O90/'4.1 Beregning - Mængder'!U90","v":{"$error":"#DIV/0!"}}]
[null,"2.2 Indhentning og validering af måledata",null,{"$f":"IF('2.4 Valg - Omkostninger'!$R$21=2,'2.4 Valg - Omkostninger'!$AB$14,IF('2.4 Valg - Omkostninger'!$R$21=3,'2.4 Valg - Omkostninger'!$AB$15,IF('2.4 Valg - Omkostninger'!$R$21=4,'2.4 Valg - Omkostninger'!$AB$16)))","v":"Måler - datanøgle"},{"$f":"'2.4 Valg - Omkostninger'!D21","v":"Abonnement"},null,null,null,{"$f":"O17+T17+Y17","v":{"$error":"#DIV/0!"}},{"$f":"P17+U17+Z17","v":{"$error":"#DIV/0!"}},null,null,null,null,{"$f":"IF('2.4 Valg - Omkostninger'!R21=2,'3.3 Input - Omkostninger'!E23*'3.1 Input - Stamoplysninger'!D34,IF('2.4 Valg - Omkostninger'!R21=3,'3.3 Input - Omkostninger'!E23*'4.2 Beregning - Totale omk.'!AF17,IF('2.4 Valg - Omkostninger'!R21=4,'3.3 Input - Omkostninger'!F23)))","v":{"$error":"#DIV/0!"}},{"$f":"O17","v":{"$error":"#DIV/0!"}},null,null,null,{"$f":"IF('2.4 Valg - Omkostninger'!R21=2,'3.3 Input - Omkostninger'!E23*'3.1 Input - Stamoplysninger'!F34,IF('2.4 Valg - Omkostninger'!R21=3,'3.3 Input - Omkostninger'!E23*'4.2 Beregning - Totale omk.'!AG17,IF('2.4 Valg - Omkostninger'!R21=4,'3.3 Input - Omkostninger'!G23)))","v":{"$error":"#DIV/0!"}},{"$f":"T17","v":{"$error":"#DIV/0!"}},null,null,null,{"$f":"IF('2.4 Valg - Omkostninger'!R21=2,'3.3 Input - Omkostninger'!E23*'3.1 Input - Stamoplysninger'!H34,IF('2.4 Valg - Omkostninger'!R21=3,'3.3 Input - Omkostninger'!E23*'4.2 Beregning - Totale omk.'!AH17,IF('2.4 Valg - Omkostninger'!R21=4,'3.3 Input - Omkostninger'!H23)))","v":{"$error":"#DIV/0!"}},{"$f":"Y17","v":{"$error":"#DIV/0!"}},null,null,null,null,null,{"$f":"'4.1 Beregning - Mængder'!G91/'4.1 Beregning - Mængder'!U91","v":{"$error":"#DIV/0!"}},{"$f":"'4.1 Beregning - Mængder'!K91/'4.1 Beregning - Mængder'!U91","v":{"$error":"#DIV/0!"}},{"$f":"'4.1 Beregning - Mængder'!O91/'4.1 Beregning - Mængder'!U91","v":{"$error":"#DIV/0!"}}]
[null,"3. OMKOSTNINGER TIL KUNDECENTER"]
[null,"3.1 Omkostninger til kundecenter",null,{"$f":"IF('2.4 Valg - Omkostninger'!$R$23=2,'2.4 Valg - Omkostninger'!$W$14,IF('2.4 Valg - Omkostninger'!$R$23=3,'2.4 Valg - Omkostninger'!$W$15))","v":"Antal målere"},{"$f":"'2.4 Valg - Omkostninger'!D23","v":"Abonnement"},null,null,null,{"$f":"O19+T19+Y19","v":{"$error":"#DIV/0!"}},{"$f":"P19+U19+Z19","v":{"$error":"#DIV/0!"}},null,null,null,null,{"$f":"IF('2.4 Valg - Omkostninger'!R23=2,'3.3 Input - Omkostninger'!F25,IF('2.4 Valg - Omkostninger'!R23=3,'3.3 Input - Omkostninger'!E25*'4.2 Beregning - Totale omk.'!AF19))","v":{"$error":"#DIV/0!"}},{"$f":"O19","v":{"$error":"#DIV/0!"}},null,null,null,{"$f":"IF('2.4 Valg - Omkostninger'!R23=2,'3.3 Input - Omkostninger'!G25,IF('2.4 Valg - Omkostninger'!R23=3,'3.3 Input - Omkostninger'!E25*'4.2 Beregning - Totale omk.'!AG19))","v":{"$error":"#DIV/0!"}},{"$f":"T19","v":{"$error":"#DIV/0!"}},null,null,null,{"$f":"IF('2.4 Valg - Omkostninger'!R23=2,'3.3 Input - Omkostninger'!H25,IF('2.4 Valg - Omkostninger'!R23=3,'3.3 Input - Omkostninger'!E25*'4.2 Beregning - Totale omk.'!AH19))","v":{"$error":"#DIV/0!"}},{"$f":"Y19","v":{"$error":"#DIV/0!"}},null,null,null,null,null,{"$f":"'4.1 Beregning - Mængder'!G93/'4.1 Beregning - Mængder'!U93","v":{"$error":"#DIV/0!"}},{"$f":"'4.1 Beregning - Mængder'!K93/'4.1 Beregning - Mængder'!U93","v":{"$error":"#DIV/0!"}},{"$f":"'4.1 Beregning - Mængder'!O93/'4.1 Beregning - Mængder'!U93","v":{"$error":"#DIV/0!"}}]
[null,"4. GENEREL ADMINISTRATION "]
[null,"4.1 Generel administration",null,{"$f":"IF('2.4 Valg - Omkostninger'!$R$25=2,'2.4 Valg - Omkostninger'!$W$14,IF('2.4 Valg - Omkostninger'!$R$25=3,'2.4 Valg - Omkostninger'!$W$15))","v":"Antal målere"},{"$f":"IF('2.4 Valg - Omkostninger'!$S$25=2,'2.4 Valg - Omkostninger'!$W$24,IF('2.4 Valg - Omkostninger'!$S$25=3,'2.4 Valg - Omkostninger'!$W$25))","v":"Abonnement"},null,null,null,{"$f":"O21+T21+Y21","v":{"$error":"#DIV/0!"}},{"$f":"P21+U21+Z21","v":{"$error":"#DIV/0!"}},{"$f":"L21+M21","v":0},null,{"$f":"S21+X21+AA21","v":0},null,{"$f":"IF('2.4 Valg - Omkostninger'!R25=2,'3.3 Input - Omkostninger'!F27,IF('2.4 Valg - Omkostninger'!R25=3,'3.3 Input - Omkostninger'!E27*'4.2 Beregning - Totale omk.'!AF21))","v":{"$error":"#DIV/0!"}},{"$f":"IF('2.4 Valg - Omkostninger'!$S25=2,O21,0)","v":{"$error":"#DIV/0!"}},{"$f":"R21+S21","v":0},null,{"$f":"IF('2.4 Valg - Omkostninger'!$S25=3,O21,0)","v":0},{"$f":"IF('2.4 Valg - Omkostninger'!R25=2,'3.3 Input - Omkostninger'!G27,IF('2.4 Valg - Omkostninger'!R25=3,'3.3 Input - Omkostninger'!E27*'4.2 Beregning - Totale omk.'!AG21))","v":{"$error":"#DIV/0!"}},{"$f":"IF('2.4 Valg - Omkostninger'!$S25=2,T21,0)","v":{"$error":"#DIV/0!"}},{"$f":"W21+X21","v":0},null,{"$f":"IF('2.4 Valg - Omkostninger'!$S25=3,T21,0)","v":0},{"$f":"IF('2.4 Valg - Omkostninger'!R25=2,'3.3 Input - Omkostninger'!H27,IF('2.4 Valg - Omkostninger'!R25=3,'3.3 Input - Omkostninger'!E27*'4.2 Beregning - Totale omk.'!AH21))","v":{"$error":"#DIV/0!"}},{"$f":"IF('2.4 Valg - Omkostninger'!$S25=2,Y21,0)","v":{"$error":"#DIV/0!"}},{"$f":"IF('2.4 Valg - Omkostninger'!$S25=3,Y21,0)","v":0},null,{"$f":"'4.1 Beregning - Mængder'!G58/'4.1 Beregning - Mængder'!U58","v":{"$error":"#DIV/0!"}},{"$f":"'4.1 Beregning - Mængder'!K58/'4.1 Beregning - Mængder'!$U58","v":{"$error":"#DIV/0!"}},{"$f":"'4.1 Beregning - Mængder'!O58/'4.1 Beregning - Mængder'!U58","v":{"$error":"#DIV/0!"}},{"$f":"'4.1 Beregning - Mængder'!G95/'4.1 Beregning - Mængder'!U95","v":{"$error":"#DIV/0!"}},{"$f":"'4.1 Beregning - Mængder'!K95/'4.1 Beregning - Mængder'!U95","v":{"$error":"#DIV/0!"}},{"$f":"'4.1 Beregning - Mængder'!O95/'4.1 Beregning - Mængder'!U95","v":{"$error":"#DIV/0!"}}]
[null,"5. ENERGISPAREINDSATS"]
[null,"5.1 Faste omkostninger til energispareindsats",null,{"$f":"'2.4 Valg - Omkostninger'!C27","v":"Antal målere"},{"$f":"'2.4 Valg - Omkostninger'!D27","v":"Abonnement"},null,null,null,{"$f":"O23+T23+Y23","v":{"$error":"#DIV/0!"}},{"$f":"P23+U23+Z23","v":{"$error":"#DIV/0!"}},null,null,null,null,{"$f":"'3.3 Input - Omkostninger'!E29*'4.2 Beregning - Totale omk.'!AF23","v":{"$error":"#DIV/0!"}},{"$f":"O23","v":{"$error":"#DIV/0!"}},null,null,null,{"$f":"'3.3 Input - Omkostninger'!E29*'4.2 Beregning - Totale omk.'!AG23","v":{"$error":"#DIV/0!"}},{"$f":"T23","v":{"$error":"#DIV/0!"}},null,null,null,{"$f":"'3.3 Input - Omkostninger'!E29*'4.2 Beregning - Totale omk.'!AH23","v":{"$error":"#DIV/0!"}},{"$f":"Y23","v":{"$error":"#DIV/0!"}},null,null,null,null,null,{"$f":"'4.1 Beregning - Mængder'!G97/'4.1 Beregning - Mængder'!U97","v":{"$error":"#DIV/0!"}},{"$f":"'4.1 Beregning - Mængder'!K97/'4.1 Beregning - Mængder'!U97","v":{"$error":"#DIV/0!"}},{"$f":"'4.1 Beregning - Mængder'!O97/'4.1 Beregning - Mængder'!U97","v":{"$error":"#DIV/0!"}}]
[null,"5.2 Variable omkostninger til energispareindsats",null,{"$f":"'2.4 Valg - Omkostninger'!C28","v":"kWh"},{"$f":"'2.4 Valg - Omkostninger'!$D$28","v":"Tarif"},null,null,null,{"$f":"O24+T24+Y24","v":{"$error":"#DIV/0!"}},null,{"$f":"L24+M24","v":{"$error":"#DIV/0!"}},null,{"$f":"S24+X24+AA24","v":{"$error":"#DIV/0!"}},null,{"$f":"'3.3 Input - Omkostninger'!E30*'4.2 Beregning - Totale omk.'!AC24","v":{"$error":"#DIV/0!"}},null,{"$f":"R24+S24","v":{"$error":"#DIV/0!"}},null,{"$f":"O24","v":{"$error":"#DIV/0!"}},{"$f":"'3.3 Input - Omkostninger'!E30*'4.2 Beregning - Totale omk.'!AD24","v":{"$error":"#DIV/0!"}},null,{"$f":"W24+X24","v":{"$error":"#DIV/0!"}},null,{"$f":"T24","v":{"$error":"#DIV/0!"}},{"$f":"'3.3 Input - Omkostninger'!E30*'4.2 Beregning - Totale omk.'!AE24","v":{"$error":"#DIV/0!"}},null,{"$f":"Y24","v":{"$error":"#DIV/0!"}},null,{"$f":"'4.1 Beregning - Mængder'!G61/'4.1 Beregning - Mængder'!U61","v":{"$error":"#DIV/0!"}},{"$f":"'4.1 Beregning - Mængder'!K61/'4.1 Beregning - Mængder'!$U61","v":{"$error":"#DIV/0!"}},{"$f":"'4.1 Beregning - Mængder'!O61/'4.1 Beregning - Mængder'!U61","v":{"$error":"#DIV/0!"}}]
[null,"6. NETTAB"]
[null,"6.1 Omkostninger ved nettab (kun ledningsnet)",null,{"$f":"IF('2.4 Valg - Omkostninger'!$R$30=2,'2.4 Valg - Omkostninger'!$Y$14,IF('2.4 Valg - Omkostninger'!$R$30=3,'2.4 Valg - Omkostninger'!$Y$15))","v":"Direkte"},{"$f":"'2.4 Valg - Omkostninger'!$D$30","v":"Tarif"},{"$f":"'2.4 Valg - Omkostninger'!E30","v":"Ja"},{"$f":"'2.4 Valg - Omkostninger'!G30","v":"Ja"},null,{"$f":"O26+T26+Y26","v":0},null,{"$f":"L26+M26","v":0},{"$f":"R26+W26","v":0},{"$f":"S26+X26+AA26","v":0},null,{"$f":"IF('2.4 Valg - Omkostninger'!R30=2,'3.3 Input - Omkostninger'!F32,IF('2.4 Valg - Omkostninger'!R30=3,'3.3 Input - Omkostninger'!E32*'4.2 Beregning - Totale omk.'!AC26))","v":0},null,{"$f":"R26+S26","v":0},{"$f":"O26","v":0},null,{"$f":"IF('2.4 Valg - Omkostninger'!R30=2,'3.3 Input - Omkostninger'!G32,IF('2.4 Valg - Omkostninger'!R30=3,'3.3 Input - Omkostninger'!E32*'4.2 Beregning - Totale omk.'!AD26))","v":0},null,{"$f":"W26+X26","v":0},{"$f":"T26","v":0},null,{"$f":"IF('2.4 Valg - Omkostninger'!R30=2,'3.3 Input - Omkostninger'!H32,IF('2.4 Valg - Omkostninger'!R30=3,'3.3 Input - Omkostninger'!E32*'4.2 Beregning - Totale omk.'!AE26))","v":0},null,{"$f":"Y26","v":0},null,{"$f":"'4.1 Beregning - Mængder'!G63/'4.1 Beregning - Mængder'!U63","v":{"$error":"#DIV/0!"}},{"$f":"'4.1 Beregning - Mængder'!K63/'4.1 Beregning - Mængder'!$U63","v":{"$error":"#DIV/0!"}},{"$f":"'4.1 Beregning - Mængder'!O63/'4.1 Beregning - Mængder'!U63","v":{"$error":"#DIV/0!"}}]
[null,"6.2 Omkostninger ved nettab (transformerstationer)",null,{"$f":"IF('2.4 Valg - Omkostninger'!$R$31=2,'2.4 Valg - Omkostninger'!$Y$14,IF('2.4 Valg - Omkostninger'!$R$31=3,'2.4 Valg - Omkostninger'!$Y$15))","v":"Direkte"},{"$f":"'2.4 Valg - Omkostninger'!$D$31","v":"Tarif"},{"$f":"'2.4 Valg - Omkostninger'!E31","v":"Ja"},{"$f":"'2.4 Valg - Omkostninger'!G31","v":"Ja"},null,{"$f":"O27+T27+Y27","v":0},null,{"$f":"L27+M27","v":0},{"$f":"R27+W27","v":0},{"$f":"S27+X27+AA27","v":0},null,{"$f":"IF('2.4 Valg - Omkostninger'!R31=2,'3.3 Input - Omkostninger'!F33,IF('2.4 Valg - Omkostninger'!R31=3,'3.3 Input - Omkostninger'!E33*'4.2 Beregning - Totale omk.'!AC27))","v":0},null,{"$f":"R27+S27","v":0},{"$f":"O27","v":0},null,{"$f":"IF('2.4 Valg - Omkostninger'!R31=2,'3.3 Input - Omkostninger'!G33,IF('2.4 Valg - Omkostninger'!R31=3,'3.3 Input - Omkostninger'!E33*'4.2 Beregning - Totale omk.'!AD27))","v":0},null,{"$f":"W27+X27","v":0},{"$f":"T27","v":0},null,{"$f":"IF('2.4 Valg - Omkostninger'!R31=2,'3.3 Input - Omkostninger'!H33,IF('2.4 Valg - Omkostninger'!R31=3,'3.3 Input - Omkostninger'!E33*'4.2 Beregning - Totale omk.'!AE27))","v":0},null,{"$f":"Y27","v":0},null,{"$f":"'4.1 Beregning - Mængder'!G64/('4.1 Beregning - Mængder'!$U64-'4.1 Beregning - Mængder'!$O64)","v":{"$error":"#DIV/0!"}},{"$f":"'4.1 Beregning - Mængder'!K64/('4.1 Beregning - Mængder'!$U64-'4.1 Beregning - Mængder'!$O64)","v":{"$error":"#DIV/0!"}}]
[null,"7. ØVRIGE OMKOSTNINGER"]
[null,"7.1 Øvrige omkostninger",null,{"$f":"IF('2.4 Valg - Omkostninger'!$R$33=1,\"\",IF('2.4 Valg - Omkostninger'!$R$33=2,'2.4 Valg - Omkostninger'!$Y$14,IF('2.4 Valg - Omkostninger'!$R$33=3,'2.4 Valg - Omkostninger'!$Y$15,IF('2.4 Valg - Omkostninger'!$R$33=4,'2.4 Valg - Omkostninger'!$Y$16))))","v":""},{"$f":"IF('2.4 Valg - Omkostninger'!$S$33=1,\"\",IF('2.4 Valg - Omkostninger'!$S$33=2,'2.4 Valg - Omkostninger'!$W$24,IF('2.4 Valg - Omkostninger'!$S$33=3,'2.4 Valg - Omkostninger'!$W$25)))","v":""},{"$f":"IF('2.4 Valg - Omkostninger'!$T$33=1,\"\",IF('2.4 Valg - Omkostninger'!$T$33=2,'2.4 Valg - Omkostninger'!$W$29,IF('2.4 Valg - Omkostninger'!$T$33=3,'2.4 Valg - Omkostninger'!$W$30)))","v":""},{"$f":"IF('2.4 Valg - Omkostninger'!$U$33=1,\"\",IF('2.4 Valg - Omkostninger'!$U$33=2,'2.4 Valg - Omkostninger'!$W$29,IF('2.4 Valg - Omkostninger'!$U$33=3,'2.4 Valg - Omkostninger'!$W$30)))","v":""},null,{"$f":"O29+T29+Y29","v":0},{"$f":"P29+U29+Z29","v":0},{"$f":"L29+M29","v":0},{"$f":"R29+W29","v":0},{"$f":"S29+X29+AA29","v":0},null,{"$f":"IF('2.4 Valg - Omkostninger'!R33=2,'3.3 Input - Omkostninger'!F35,IF('2.4 Valg - Omkostninger'!R33=3,'3.3 Input - Omkostninger'!E35*'4.2 Beregning - Totale omk.'!AC29,IF('2.4 Valg - Omkostninger'!R33=4,'3.3 Input - Omkostninger'!E35*'4.2 Beregning - Totale omk.'!AF29,0)))","v":0},{"$f":"IF('2.4 Valg - Omkostninger'!$S33=2,O29,0)","v":0},{"$f":"R29+S29","v":0},{"$f":"IF(AND('2.4 Valg - Omkostninger'!$S33,'2.4 Valg - Omkostninger'!$T33=2),O29,0)","v":0},{"$f":"IF(AND('2.4 Valg - Omkostninger'!$S33,'2.4 Valg - Omkostninger'!$T33=3),O29,0)","v":0},{"$f":"IF('2.4 Valg - Omkostninger'!R33=2,'3.3 Input - Omkostninger'!G35,IF('2.4 Valg - Omkostninger'!R33=3,'3.3 Input - Omkostninger'!E35*'4.2 Beregning - Totale omk.'!AD29,IF('2.4 Valg - Omkostninger'!R33=4,'3.3 Input - Omkostninger'!E35*'4.2 Beregning - Totale omk.'!AG29,0)))","v":0},{"$f":"IF('2.4 Valg - Omkostninger'!$S33=2,T29,0)","v":0},{"$f":"W29+X29","v":0},{"$f":"IF(AND('2.4 Valg - Omkostninger'!$S33,'2.4 Valg - Omkostninger'!$T33=2),T29,0)","v":0},{"$f":"IF(AND('2.4 Valg - Omkostninger'!$S33,'2.4 Valg - Omkostninger'!$T33=3),T29,0)","v":0},{"$f":"IF('2.4 Valg - Omkostninger'!R33=2,'3.3 Input - Omkostninger'!H35,IF('2.4 Valg - Omkostninger'!R33=3,'3.3 Input - Omkostninger'!E35*'4.2 Beregning - Totale omk.'!AE29,IF('2.4 Valg - Omkostninger'!R33=4,'3.3 Input - Omkostninger'!E35*'4.2 Beregning - Totale omk.'!AH29,0)))","v":0},{"$f":"IF('2.4 Valg - Omkostninger'!$S33=2,Y29,0)","v":0},{"$f":"IF('2.4 Valg - Omkostninger'!$S33=3,Y29,0)","v":0},null,{"$f":"'4.1 Beregning - Mængder'!G66/'4.1 Beregning - Mængder'!U66","v":{"$error":"#DIV/0!"}},{"$f":"'4.1 Beregning - Mængder'!K66/'4.1 Beregning - Mængder'!$U66","v":{"$error":"#DIV/0!"}},{"$f":"'4.1 Beregning - Mængder'!O66/'4.1 Beregning - Mængder'!U66","v":{"$error":"#DIV/0!"}},{"$f":"'4.1 Beregning - Mængder'!G103/'4.1 Beregning - Mængder'!U103","v":{"$error":"#DIV/0!"}},{"$f":"'4.1 Beregning - Mængder'!K103/'4.1 Beregning - Mængder'!U103","v":{"$error":"#DIV/0!"}},{"$f":"'4.1 Beregning - Mængder'!O103/'4.1 Beregning - Mængder'!U103","v":{"$error":"#DIV/0!"}}]
[null,"8. AFSKRIVNINGER"]
[null,"8.1 Transformerstationer",null,{"$f":"'2.4 Valg - Omkostninger'!$C$35","v":"Direkte"},{"$f":"'2.4 Valg - Omkostninger'!$D$35","v":"Tarif"},{"$f":"'2.4 Valg - Omkostninger'!E35","v":"Ja"},{"$f":"'2.4 Valg - Omkostninger'!G35","v":"Ja"},null,{"$f":"O31+T31+Y31","v":0},0,{"$f":"L31+M31","v":0},{"$f":"R31+W31","v":0},{"$f":"S31+X31+AA31","v":0},null,{"$f":"'3.3 Input - Omkostninger'!F37","v":0},{"$f":"IF('2.4 Valg - Omkostninger'!$S35=2,O31,0)","v":0},{"$f":"R31+S31","v":0},{"$f":"IF('2.4 Valg - Omkostninger'!$S35=3,O31,0)","v":0},null,{"$f":"'3.3 Input - Omkostninger'!G37","v":0},{"$f":"IF('2.4 Valg - Omkostninger'!$S35=2,T31,0)","v":0},{"$f":"W31+X31","v":0},{"$f":"IF('2.4 Valg - Omkostninger'!$S35=3,T31,0)","v":0},null,{"$f":"'3.3 Input - Omkostninger'!H37","v":0},{"$f":"IF('2.4 Valg - Omkostninger'!$S35=2,Y31,0)","v":0},{"$f":"IF('2.4 Valg - Omkostninger'!$S35=3,Y31,0)","v":0}]
[null,"8.2 Netaktiver, ekskl. transformerstationer og målere",null,{"$f":"'2.4 Valg - Omkostninger'!$C$36","v":"Direkte"},{"$f":"'2.4 Valg - Omkostninger'!$D$36","v":"Tarif"},{"$f":"'2.4 Valg - Omkostninger'!E36","v":"Ja"},{"$f":"'2.4 Valg - Omkostninger'!G36","v":"Ja"},null,0,0,{"$f":"L32+M32","v":0},{"$f":"R32+W32","v":0},{"$f":"S32+X32+AA32","v":0},null,{"$f":"'3.3 Input - Omkostninger'!F38","v":0},{"$f":"IF('2.4 Valg - Omkostninger'!$S36=2,O32,0)","v":0},{"$f":"R32+S32","v":0},{"$f":"IF('2.4 Valg - Omkostninger'!$S36=3,O32,0)","v":0},null,{"$f":"'3.3 Input - Omkostninger'!G38","v":0},{"$f":"IF('2.4 Valg - Omkostninger'!$S36=2,T32,0)","v":0},{"$f":"W32+X32","v":0},{"$f":"IF('2.4 Valg - Omkostninger'!$S36=3,T32,0)","v":0},null,{"$f":"'3.3 Input - Omkostninger'!H38","v":0},{"$f":"IF('2.4 Valg - Omkostninger'!$S36=2,Y32,0)","v":0},{"$f":"IF('2.4 Valg - Omkostninger'!$S36=3,Y32,0)","v":0}]
[null,"8.3 Målere",null,{"$f":"IF('2.4 Valg - Omkostninger'!$R$37=2,'2.4 Valg - Omkostninger'!$W$19,IF('2.4 Valg - Omkostninger'!$R$37=3,'2.4 Valg - Omkostninger'!$W$20))","v":"Måler - afskrivningsnøgle"},{"$f":"'2.4 Valg - Omkostninger'!$D$37","v":"Abonnement"},null,null,null,{"$error":"#DIV/0!"},{"$error":"#DIV/0!"},null,null,null,null,{"$f":"IF('2.4 Valg - Omkostninger'!R37=2,'3.3 Input - Omkostninger'!F39,IF('2.4 Valg - Omkostninger'!R37=3,'3.3 Input - Omkostninger'!E39*'3.1 Input - Stamoplysninger'!D33))","v":{"$error":"#DIV/0!"}},{"$f":"O33","v":{"$error":"#DIV/0!"}},null,null,null,{"$f":"IF('2.4 Valg - Omkostninger'!R37=2,'3.3 Input - Omkostninger'!G39,IF('2.4 Valg - Omkostninger'!R37=3,'3.3 Input - Omkostninger'!E39*'3.1 Input - Stamoplysninger'!F33))","v":{"$error":"#DIV/0!"}},{"$f":"T33","v":{"$error":"#DIV/0!"}},null,null,null,{"$f":"IF('2.4 Valg - Omkostninger'!R37=2,'3.3 Input - Omkostninger'!H39,IF('2.4 Valg - Omkostninger'!R37=3,'3.3 Input - Omkostninger'!E39*'3.1 Input - Stamoplysninger'!H33))","v":{"$error":"#DIV/0!"}},{"$f":"Y33","v":{"$error":"#DIV/0!"}},null,null,null,null,null,{"$f":"'4.1 Beregning - Mængder'!G107/'4.1 Beregning - Mængder'!U107","v":{"$error":"#DIV/0!"}},{"$f":"'4.1 Beregning - Mængder'!K107/'4.1 Beregning - Mængder'!U107","v":{"$error":"#DIV/0!"}},{"$f":"'4.1 Beregning - Mængder'!O107/'4.1 Beregning - Mængder'!U107","v":{"$error":"#DIV/0!"}}]
[null,"8.4 Øvrige anlægsaktiver",null,{"$f":"IF('2.4 Valg - Omkostninger'!$R$38=2,'2.4 Valg - Omkostninger'!$Z$14,IF('2.4 Valg - Omkostninger'!$R$38=3,'2.4 Valg - Omkostninger'!$Z$15))","v":"kWh"},{"$f":"IF('2.4 Valg - Omkostninger'!$S$38=2,'2.4 Valg - Omkostninger'!$W$24,IF('2.4 Valg - Omkostninger'!$S$38=3,'2.4 Valg - Omkostninger'!$W$25))","v":"Tarif"},{"$f":"'2.4 Valg - Omkostninger'!E38","v":"Ja"},null,null,{"$error":"#DIV/0!"},0,{"$f":"L34+M34","v":{"$error":"#DIV/0!"}},{"$f":"R34+W34","v":{"$error":"#DIV/0!"}},{"$f":"S34+X34+AA34","v":{"$error":"#DIV/0!"}},null,{"$f":"IF('2.4 Valg - Omkostninger'!R38=2,'3.3 Input - Omkostninger'!F40,IF('2.4 Valg - Omkostninger'!R38=3,'3.3 Input - Omkostninger'!E40*'4.2 Beregning - Totale omk.'!AC34))","v":{"$error":"#DIV/0!"}},{"$f":"IF('2.4 Valg - Omkostninger'!$S38=2,O34,0)","v":0},{"$f":"R34+S34","v":{"$error":"#DIV/0!"}},{"$f":"IF('2.4 Valg - Omkostninger'!$S38=3,O34,0)","v":{"$error":"#DIV/0!"}},null,{"$f":"IF('2.4 Valg - Omkostninger'!R38=2,'3.3 Input - Omkostninger'!G40,IF('2.4 Valg - Omkostninger'!R38=3,'3.3 Input - Omkostninger'!E40*'4.2 Beregning - Totale omk.'!AD34))","v":{"$error":"#DIV/0!"}},{"$f":"IF('2.4 Valg - Omkostninger'!$S38=2,T34,0)","v":0},{"$f":"W34+X34","v":{"$error":"#DIV/0!"}},{"$f":"IF('2.4 Valg - Omkostninger'!$S38=3,T34,0)","v":{"$error":"#DIV/0!"}},null,{"$f":"IF('2.4 Valg - Omkostninger'!R38=2,'3.3 Input - Omkostninger'!H40,IF('2.4 Valg - Omkostninger'!R38=3,'3.3 Input - Omkostninger'!E40*'4.2 Beregning - Totale omk.'!AE34))","v":{"$error":"#DIV/0!"}},{"$f":"IF('2.4 Valg - Omkostninger'!$S38=2,Y34,0)","v":0},{"$f":"IF('2.4 Valg - Omkostninger'!$S38=3,Y34,0)","v":{"$error":"#DIV/0!"}},null,{"$f":"'4.1 Beregning - Mængder'!G71/'4.1 Beregning - Mængder'!U71","v":{"$error":"#DIV/0!"}},{"$f":"'4.1 Beregning - Mængder'!K71/'4.1 Beregning - Mængder'!$U71","v":{"$error":"#DIV/0!"}},{"$f":"'4.1 Beregning - Mængder'!O71/'4.1 Beregning - Mængder'!U71","v":{"$error":"#DIV/0!"}},{"$f":"'4.1 Beregning - Mængder'!G108/'4.1 Beregning - Mængder'!U108","v":{"$error":"#DIV/0!"}},{"$f":"'4.1 Beregning - Mængder'!K108/'4.1 Beregning - Mængder'!U108","v":{"$error":"#DIV/0!"}},{"$f":"'4.1 Beregning - Mængder'!O108/'4.1 Beregning - Mængder'!U108","v":{"$error":"#DIV/0!"}}]
[null,"Omkostninger, total",null,null,null,null,null,null,{"$error":"#DIV/0!"},{"$error":"#DIV/0!"},{"$f":"L35+M35","v":{"$error":"#DIV/0!"}},{"$f":"R35+W35","v":{"$error":"#DIV/0!"}},{"$f":"S35+X35+AA35","v":{"$error":"#DIV/0!"}},null,{"$f":"SUM(O12:O34)","v":{"$error":"#DIV/0!"}},{"$f":"SUM(P12:P34)","v":{"$error":"#DIV/0!"}},null,{"$f":"SUM(R12:R34)","v":{"$error":"#DIV/0!"}},{"$f":"SUM(S12:S34)","v":{"$error":"#DIV/0!"}},{"$f":"SUM(T12:T34)","v":{"$error":"#DIV/0!"}},{"$f":"SUM(U12:U34)","v":{"$error":"#DIV/0!"}},null,{"$f":"SUM(W12:W34)","v":{"$error":"#DIV/0!"}},{"$f":"SUM(X12:X34)","v":{"$error":"#DIV/0!"}},{"$f":"SUM(Y12:Y34)","v":{"$error":"#DIV/0!"}},{"$f":"SUM(Z12:Z34)","v":{"$error":"#DIV/0!"}},{"$f":"SUM(AA12:AA34)","v":{"$error":"#DIV/0!"}}]
[null,"Forrentning",null,{"$f":"'2.4 Valg - Omkostninger'!$C$39","v":"Værdi af netaktiver"},{"$f":"'2.4 Valg - Omkostninger'!$D$39","v":"Tarif"},{"$f":"'2.4 Valg - Omkostninger'!E39","v":"Ja"},{"$f":"'2.4 Valg - Omkostninger'!G39","v":"Ja"},null,{"$f":"O36+T36+Y36","v":{"$error":"#DIV/0!"}},null,{"$f":"L36+M36","v":{"$error":"#DIV/0!"}},{"$f":"R36+W36","v":{"$error":"#DIV/0!"}},{"$f":"S36+X36+AA36","v":{"$error":"#DIV/0!"}},null,{"$f":"Q36+P36","v":{"$error":"#DIV/0!"}},null,{"$f":"R36+S36","v":{"$error":"#DIV/0!"}},{"$f":"('3.4 Input - Indtægter'!$E$36-'4.2 Beregning - Totale omk.'!$I$35)*'3.1 Input - Stamoplysninger'!$D$32","v":{"$error":"#DIV/0!"}},null,{"$f":"V36+U36","v":{"$error":"#DIV/0!"}},null,{"$f":"W36+X36","v":{"$error":"#DIV/0!"}},{"$f":"('3.4 Input - Indtægter'!$E$36-'4.2 Beregning - Totale omk.'!$I$35)*'3.1 Input - Stamoplysninger'!$F$32","v":{"$error":"#DIV/0!"}},null,{"$f":"AA36+Z36","v":{"$error":"#DIV/0!"}},null,{"$f":"('3.4 Input - Indtægter'!$E$36-'4.2 Beregning - Totale omk.'!$I$35)*'3.1 Input - Stamoplysninger'!$H$32","v":{"$error":"#DIV/0!"}}]
[null,"Totalt provenu",null,null,null,null,null,null,{"$f":"O37+T37+Y37","v":{"$error":"#DIV/0!"}},{"$f":"J35+J36","v":{"$error":"#DIV/0!"}},{"$f":"L37+M37","v":{"$error":"#DIV/0!"}},{"$f":"R37+W37","v":{"$error":"#DIV/0!"}},{"$f":"S37+X37+AA37","v":{"$error":"#DIV/0!"}},null,{"$f":"O35+O36","v":{"$error":"#DIV/0!"}},{"$f":"P35+P36","v":{"$error":"#DIV/0!"}},{"$f":"R37+S37","v":{"$error":"#DIV/0!"}},{"$f":"R35+R36","v":{"$error":"#DIV/0!"}},{"$f":"S35+S36","v":{"$error":"#DIV/0!"}},{"$f":"T35+T36","v":{"$error":"#DIV/0!"}},{"$f":"U35+U36","v":{"$error":"#DIV/0!"}},{"$f":"W37+X37","v":{"$error":"#DIV/0!"}},{"$f":"W35+W36","v":{"$error":"#DIV/0!"}},{"$f":"X35+X36","v":{"$error":"#DIV/0!"}},{"$f":"Y35+Y36","v":{"$error":"#DIV/0!"}},{"$f":"Z35+Z36","v":{"$error":"#DIV/0!"}},{"$f":"AA35+AA36","v":{"$error":"#DIV/0!"}}]
[]
[]
[]
[]
[]
[null,"Tabel: B.4.2.2",null,"Nøgle",null,null,null,"Total",null,null,null,null,null,null,"50 kV",null,null,null,null,"10 kV",null,null,null,null,"0,4 kV"]
[null,"Fordeling af omkostninger til tidsdifferentiering",null,null,null,null,null,"Grundlag",{"$f":"'9.1 Tidsdiff. - Oversigt'!$C$11","v":"Spids"},{"$f":"'9.1 Tidsdiff. - Oversigt'!$D$11","v":"Høj"},{"$f":"'9.1 Tidsdiff. - Oversigt'!$E$11","v":"Lav"},{"$f":"'9.1 Tidsdiff. - Oversigt'!$G$11","v":"Spids-C"},{"$f":"'9.1 Tidsdiff. - Oversigt'!$H$11","v":"Normal-C"},null,"Grundlag",{"$f":"'9.1 Tidsdiff. - Oversigt'!$C$11","v":"Spids"},{"$f":"'9.1 Tidsdiff. - Oversigt'!$D$11","v":"Høj"},{"$f":"'9.1 Tidsdiff. - Oversigt'!$E$11","v":"Lav"},null,"Grundlag",{"$f":"'9.1 Tidsdiff. - Oversigt'!$C$11","v":"Spids"},{"$f":"'9.1 Tidsdiff. - Oversigt'!$D$11","v":"Høj"},{"$f":"'9.1 Tidsdiff. - Oversigt'!$E$11","v":"Lav"},null,"Grundlag",{"$f":"'9.1 Tidsdiff. - Oversigt'!$G$11","v":"Spids-C"},{"$f":"'9.1 Tidsdiff. - Oversigt'!$H$11","v":"Normal-C"}]
[null,"1.000 kr."]
[null,"1. DRIFT"]
[null,"1.1 Drift og vedligehold af transformerstationer",null,"Marginal kapacitet",null,null,null,{"$f":"O47+T47+Y47","v":0},{"$f":"P47+U47","v":0},0,0,{"$f":"Z47","v":0},0,null,{"$f":"IF('2.1 Valg - Forbrugstariffer'!$AA$18=1,Q12,0)","v":0},{"$f":"O47*(1-'9.3 Tidsdiff. - Brugerdata'!$M$17)","v":0},{"$f":"O47*('9.3 Tidsdiff. - Brugerdata'!$I$17-'9.3 Tidsdiff. - Brugerdata'!$H$17)","v":0},{"$f":"O47*'9.3 Tidsdiff. - Brugerdata'!$L$17","v":0},null,{"$f":"IF('2.1 Valg - Forbrugstariffer'!$AA$19=1,V12,0)","v":0},{"$f":"T47*(1-'9.3 Tidsdiff. - Brugerdata'!$I$17)","v":0},{"$f":"T47*('9.3 Tidsdiff. - Brugerdata'!$I$17-'9.3 Tidsdiff. - Brugerdata'!$H$17)","v":0},{"$f":"T47*'9.3 Tidsdiff. - Brugerdata'!$H$17","v":0},null,{"$f":"IF('2.1 Valg - Forbrugstariffer'!$AA$20=1,AA12,0)","v":0},{"$f":"Y47*(1-'9.3 Tidsdiff. - Brugerdata'!$E$20)","v":0},{"$f":"Y47*'9.3 Tidsdiff. - Brugerdata'!$E$20","v":0}]
[null,"1.2 Drift og vedligehold af ledningsnettet ",null,"Marginal kapacitet",null,null,null,{"$f":"O48+T48+Y48","v":0},0,0,0,0,0,null,{"$f":"IF('2.1 Valg - Forbrugstariffer'!$AA$18=1,Q13,0)","v":0},{"$f":"O48*(1-'9.3 Tidsdiff. - Brugerdata'!$M$17)","v":0},{"$f":"O48*('9.3 Tidsdiff. - Brugerdata'!$I$17-'9.3 Tidsdiff. - Brugerdata'!$H$17)","v":0},{"$f":"O48*'9.3 Tidsdiff. - Brugerdata'!$L$17","v":0},null,{"$f":"IF('2.1 Valg - Forbrugstariffer'!$AA$19=1,V13,0)","v":0},{"$f":"T48*(1-'9.3 Tidsdiff. - Brugerdata'!$I$17)","v":0},{"$f":"T48*('9.3 Tidsdiff. - Brugerdata'!$I$17-'9.3 Tidsdiff. - Brugerdata'!$H$17)","v":0},{"$f":"T48*'9.3 Tidsdiff. - Brugerdata'!$H$17","v":0},null,{"$f":"IF('2.1 Valg - Forbrugstariffer'!$AA$20=1,AA13,0)","v":0},{"$f":"Y48*(1-'9.3 Tidsdiff. - Brugerdata'!$E$20)","v":0},{"$f":"Y48*'9.3 Tidsdiff. - Brugerdata'!$E$20","v":0}]
[null,"1.3 Øvrige drifts- og vedligeholdelsesomkostninger",null,"Marginal kapacitet",null,null,null,{"$f":"O49+T49+Y49","v":{"$error":"#DIV/0!"}},{"$error":"#DIV/0!"},{"$error":"#DIV/0!"},{"$error":"#DIV/0!"},{"$error":"#DIV/0!"},{"$error":"#DIV/0!"},null,{"$f":"IF('2.1 Valg - Forbrugstariffer'!$AA$18=1,Q14,0)","v":{"$error":"#DIV/0!"}},{"$f":"O49*(1-'9.3 Tidsdiff. - Brugerdata'!$M$17)","v":{"$error":"#DIV/0!"}},{"$f":"O49*('9.3 Tidsdiff. - Brugerdata'!$I$17-'9.3 Tidsdiff. - Brugerdata'!$H$17)","v":{"$error":"#DIV/0!"}},{"$f":"O49*'9.3 Tidsdiff. - Brugerdata'!$L$17","v":{"$error":"#DIV/0!"}},null,{"$f":"IF('2.1 Valg - Forbrugstariffer'!$AA$19=1,V14,0)","v":{"$error":"#DIV/0!"}},{"$f":"T49*(1-'9.3 Tidsdiff. - Brugerdata'!$I$17)","v":{"$error":"#DIV/0!"}},{"$f":"T49*('9.3 Tidsdiff. - Brugerdata'!$I$17-'9.3 Tidsdiff. - Brugerdata'!$H$17)","v":{"$error":"#DIV/0!"}},{"$f":"T49*'9.3 Tidsdiff. - Brugerdata'!$H$17","v":{"$error":"#DIV/0!"}},null,{"$f":"IF('2.1 Valg - Forbrugstariffer'!$AA$20=1,AA14,0)","v":{"$error":"#DIV/0!"}},{"$f":"Y49*(1-'9.3 Tidsdiff. - Brugerdata'!$E$20)","v":{"$error":"#DIV/0!"}},{"$f":"Y49*'9.3 Tidsdiff. - Brugerdata'!$E$20","v":{"$error":"#DIV/0!"}}]
[null,"2. MÅLERE"]
[null,"2.1 Drift og vedligeholdelse af målere"]
[null,"2.2 Indhentning og validering af måledata"]
[null,"3. OMKOSTNINGER TIL KUNDECENTER"]
[null,"3.1 Omkostninger til kundecenter"]
[null,"4. GENEREL ADMINISTRATION "]
[null,"4.1 Generel administration"]
[null,"5. ENERGISPAREINDSATS"]
[null,"5.1 Faste omkostninger til energispareindsats"]
[null,"5.2 Variable omkostninger til energispareindsats"]
[null,"6. NETTAB"]
[null,"6.1 Omkostninger ved nettab (kun ledningsnet)",null,"Marginal kapacitet",null,null,null,{"$f":"O61+T61+Y61","v":0},{"$f":"P61+U61","v":0},0,0,{"$f":"Z61","v":0},{"$f":"AA61","v":0},null,{"$f":"IF('2.1 Valg - Forbrugstariffer'!$AA$18=1,Q26,0)","v":0},{"$f":"O61*(1-'9.3 Tidsdiff. - Brugerdata'!$M$17)","v":0},{"$f":"O61*('9.3 Tidsdiff. - Brugerdata'!$I$17-'9.3 Tidsdiff. - Brugerdata'!$H$17)","v":0},{"$f":"O61*'9.3 Tidsdiff. - Brugerdata'!$L$17","v":0},null,{"$f":"IF('2.1 Valg - Forbrugstariffer'!$AA$19=1,V26,0)","v":0},{"$f":"T61*(1-'9.3 Tidsdiff. - Brugerdata'!$I$17)","v":0},{"$f":"T61*('9.3 Tidsdiff. - Brugerdata'!$I$17-'9.3 Tidsdiff. - Brugerdata'!$H$17)","v":0},{"$f":"T61*'9.3 Tidsdiff. - Brugerdata'!$H$17","v":0},null,{"$f":"IF('2.1 Valg - Forbrugstariffer'!$AA$20=1,AA26,0)","v":0},{"$f":"Y61*(1-'9.3 Tidsdiff. - Brugerdata'!$E$20)","v":0},{"$f":"Y61*'9.3 Tidsdiff. - Brugerdata'!$E$20","v":0}]
[null,"6.2 Omkostninger ved nettab (transformerstationer)",null,"Marginal kapacitet",null,null,null,{"$f":"O62+T62+Y62","v":0},0,0,0,{"$f":"Z62","v":0},{"$f":"AA62","v":0},null,{"$f":"IF('2.1 Valg - Forbrugstariffer'!$AA$18=1,Q27,0)","v":0},{"$f":"O62*(1-'9.3 Tidsdiff. - Brugerdata'!$M$17)","v":0},{"$f":"O62*('9.3 Tidsdiff. - Brugerdata'!$I$17-'9.3 Tidsdiff. - Brugerdata'!$H$17)","v":0},{"$f":"O62*'9.3 Tidsdiff. - Brugerdata'!$L$17","v":0},null,{"$f":"IF('2.1 Valg - Forbrugstariffer'!$AA$19=1,V27,0)","v":0},{"$f":"T62*(1-'9.3 Tidsdiff. - Brugerdata'!$I$17)","v":0},{"$f":"T62*('9.3 Tidsdiff. - Brugerdata'!$I$17-'9.3 Tidsdiff. - Brugerdata'!$H$17)","v":0},{"$f":"T62*'9.3 Tidsdiff. - Brugerdata'!$H$17","v":0},null,{"$f":"IF('2.1 Valg - Forbrugstariffer'!$AA$20=1,AA27,0)","v":0},{"$f":"Y62*(1-'9.3 Tidsdiff. - Brugerdata'!$E$20)","v":0},{"$f":"Y62*'9.3 Tidsdiff. - Brugerdata'!$E$20","v":0}]
[null,"7. ØVRIGE OMKOSTNINGER"]
[null,"7.1 Øvrige omkostninger",null,{"$f":"IF('2.4 Valg - Omkostninger'!X30=1,\"Marginal kapacitet\",\"-\")","v":"-"},null,null,null,{"$f":"O64+T64+Y64","v":0},{"$f":"P64+U64","v":0},{"$f":"Q64+V64","v":0},{"$f":"R64+W64","v":0},{"$f":"Z64","v":0},{"$f":"AA64","v":0},null,{"$f":"IF(AND('2.1 Valg - Forbrugstariffer'!$AA$18=1,'2.4 Valg - Omkostninger'!X30=1),Q29,0)","v":0},{"$f":"O64*(1-'9.3 Tidsdiff. - Brugerdata'!$M$17)","v":0},{"$f":"O64*('9.3 Tidsdiff. - Brugerdata'!$I$17-'9.3 Tidsdiff. - Brugerdata'!$H$17)","v":0},{"$f":"O64*'9.3 Tidsdiff. - Brugerdata'!$L$17","v":0},null,{"$f":"IF(AND('2.1 Valg - Forbrugstariffer'!$AA$19=1,'2.4 Valg - Omkostninger'!X30=1),V29,0)","v":0},null,null,null,null,{"$f":"IF(AND('2.1 Valg - Forbrugstariffer'!$AA$20=1,'2.4 Valg - Omkostninger'!X30=1),AA29,0)","v":0}]
[null,"8. AFSKRIVNINGER"]
[null,"8.1 Transformerstationer",null,"Marginal kapacitet",null,null,null,{"$f":"O66+T66+Y66","v":0},{"$f":"P66+U66","v":0},0,0,{"$f":"Z66","v":0},{"$f":"AA66","v":0},null,{"$f":"IF('2.1 Valg - Forbrugstariffer'!$AA$18=1,Q31,0)","v":0},{"$f":"O66*(1-'9.3 Tidsdiff. - Brugerdata'!$M$17)","v":0},{"$f":"O66*('9.3 Tidsdiff. - Brugerdata'!$I$17-'9.3 Tidsdiff. - Brugerdata'!$H$17)","v":0},{"$f":"O66*'9.3 Tidsdiff. - Brugerdata'!$L$17","v":0},null,{"$f":"IF('2.1 Valg - Forbrugstariffer'!$AA$19=1,V31,0)","v":0},{"$f":"T66*(1-'9.3 Tidsdiff. - Brugerdata'!$I$17)","v":0},{"$f":"T66*('9.3 Tidsdiff. - Brugerdata'!$I$17-'9.3 Tidsdiff. - Brugerdata'!$H$17)","v":0},{"$f":"T66*'9.3 Tidsdiff. - Brugerdata'!$H$17","v":0},null,{"$f":"IF('2.1 Valg - Forbrugstariffer'!$AA$20=1,AA31,0)","v":0},{"$f":"Y66*(1-'9.3 Tidsdiff. - Brugerdata'!$E$20)","v":0},{"$f":"Y66*'9.3 Tidsdiff. - Brugerdata'!$E$20","v":0}]
[null,"8.2 Netaktiver, ekskl. transformerstationer og målere",null,"Marginal kapacitet",null,null,null,{"$f":"O67+T67+Y67","v":0},0,0,0,{"$f":"Z67","v":0},{"$f":"AA67","v":0},null,{"$f":"IF('2.1 Valg - Forbrugstariffer'!$AA$18=1,Q32,0)","v":0},{"$f":"O67*(1-'9.3 Tidsdiff. - Brugerdata'!$M$17)","v":0},{"$f":"O67*('9.3 Tidsdiff. - Brugerdata'!$I$17-'9.3 Tidsdiff. - Brugerdata'!$H$17)","v":0},{"$f":"O67*'9.3 Tidsdiff. - Brugerdata'!$L$17","v":0},null,{"$f":"IF('2.1 Valg - Forbrugstariffer'!$AA$19=1,V32,0)","v":0},{"$f":"T67*(1-'9.3 Tidsdiff. - Brugerdata'!$I$17)","v":0},{"$f":"T67*('9.3 Tidsdiff. - Brugerdata'!$I$17-'9.3 Tidsdiff. - Brugerdata'!$H$17)","v":0},{"$f":"T67*'9.3 Tidsdiff. - Brugerdata'!$H$17","v":0},null,{"$f":"IF('2.1 Valg - Forbrugstariffer'!$AA$20=1,AA32,0)","v":0},{"$f":"Y67*(1-'9.3 Tidsdiff. - Brugerdata'!$E$20)","v":0},{"$f":"Y67*'9.3 Tidsdiff. - Brugerdata'!$E$20","v":0}]
[null,"8.3 Målere"]
[null,"8.4 Øvrige anlægsaktiver"]
[null,"Omkostninger, total",null,null,null,null,null,{"$f":"SUM(H47:H69)","v":{"$error":"#DIV/0!"}},{"$f":"SUM(I47:I69)","v":{"$error":"#DIV/0!"}},{"$error":"#DIV/0!"},{"$error":"#DIV/0!"},{"$error":"#DIV/0!"},{"$error":"#DIV/0!"},null,{"$f":"SUM(O47:O69)","v":{"$error":"#DIV/0!"}},{"$error":"#DIV/0!"},{"$error":"#DIV/0!"},{"$error":"#DIV/0!"},null,{"$f":"SUM(T47:T69)","v":{"$error":"#DIV/0!"}},{"$error":"#DIV/0!"},{"$error":"#DIV/0!"},{"$error":"#DIV/0!"},null,{"$f":"SUM(Y47:Y69)","v":{"$error":"#DIV/0!"}},{"$error":"#DIV/0!"},{"$error":"#DIV/0!"}]
[null,"Forrentning",null,"Marginal kapacitet",null,null,null,{"$f":"O71+T71+Y71","v":{"$error":"#DIV/0!"}},{"$f":"P71+U71","v":{"$error":"#DIV/0!"}},{"$f":"Q71+V71","v":{"$error":"#DIV/0!"}},{"$f":"R71+W71","v":{"$error":"#DIV/0!"}},{"$f":"Z71","v":{"$error":"#DIV/0!"}},{"$f":"AA71","v":{"$error":"#DIV/0!"}},null,{"$f":"Q36","v":{"$error":"#DIV/0!"}},{"$f":"O71*(1-'9.3 Tidsdiff. - Brugerdata'!$M$17)","v":{"$error":"#DIV/0!"}},{"$f":"O71*('9.3 Tidsdiff. - Brugerdata'!$I$17-'9.3 Tidsdiff. - Brugerdata'!$H$17)","v":{"$error":"#DIV/0!"}},{"$f":"O71*'9.3 Tidsdiff. - Brugerdata'!$L$17","v":{"$error":"#DIV/0!"}},null,{"$f":"IF('2.1 Valg - Forbrugstariffer'!$AA$19=1,V36,0)","v":{"$error":"#DIV/0!"}},{"$f":"T71*(1-'9.3 Tidsdiff. - Brugerdata'!$I$17)","v":{"$error":"#DIV/0!"}},{"$f":"T71*('9.3 Tidsdiff. - Brugerdata'!$I$17-'9.3 Tidsdiff. - Brugerdata'!$H$17)","v":{"$error":"#DIV/0!"}},{"$f":"T71*'9.3 Tidsdiff. - Brugerdata'!$H$17","v":{"$error":"#DIV/0!"}},null,{"$f":"IF('2.1 Valg - Forbrugstariffer'!$AA$20=1,AA36,0)","v":{"$error":"#DIV/0!"}},{"$f":"Y71*(1-'9.3 Tidsdiff. - Brugerdata'!$E$20)","v":{"$error":"#DIV/0!"}},{"$f":"Y71*'9.3 Tidsdiff. - Brugerdata'!$E$20","v":{"$error":"#DIV/0!"}}]
[null,"Totalt provenu",null,null,null,null,null,{"$f":"H70+H71","v":{"$error":"#DIV/0!"}},{"$f":"I70+I71","v":{"$error":"#DIV/0!"}},{"$error":"#DIV/0!"},{"$error":"#DIV/0!"},{"$error":"#DIV/0!"},{"$error":"#DIV/0!"},null,{"$f":"O70+O71","v":{"$error":"#DIV/0!"}},{"$error":"#DIV/0!"},{"$error":"#DIV/0!"},{"$error":"#DIV/0!"},null,{"$f":"T70+T71","v":{"$error":"#DIV/0!"}},{"$error":"#DIV/0!"},{"$error":"#DIV/0!"},{"$error":"#DIV/0!"},null,{"$f":"Y70+Y71","v":{"$error":"#DIV/0!"}},{"$error":"#DIV/0!"},{"$error":"#DIV/0!"}]
[]
[null,"Sparede reinvesteringer ved reduktion af spidslast",null,"Dansk Energi princip",null,null,null,null,null,null,null,null,null,null,{"$f":"(O66+O67)*(1-'9.2 Tidsdiff. - Setup'!$E$11)","v":0},null,null,null,null,{"$f":"(T66+T67)*(1-'9.2 Tidsdiff. - Setup'!$E$11)","v":0},null,null,null,null,{"$f":"(Y66+Y67)*(1-'9.2 Tidsdiff. - Setup'!$E$14)","v":0}]
[null,"Omregning til nuværende prisniveau (+15 år)",null,null,null,null,null,null,null,null,null,null,null,null,{"$f":"O74*'9.4 Dansk Energi - Stamdata'!$D$40","v":0},{"$f":"O75","v":0},null,{"$f":"-O75","v":0},null,{"$f":"T74*'9.4 Dansk Energi - Stamdata'!$D$40","v":0},{"$f":"T75","v":0},null,{"$f":"-T75","v":0},null,{"$f":"Y74*'9.4 Dansk Energi - Stamdata'!$D$40","v":0},{"$f":"Y75","v":0},{"$f":"-Y75","v":0}]

{"sheet":"4.3 Beregning - Abonnement","index":11,"n_rows":72,"n_cols":123,"rows_kept":72,"cut":false,"hidden":false,"merged":[[58,60,58,64],[58,66,58,70],[58,72,58,76],[58,78,58,82],[58,110,58,111],[58,84,58,88],[58,90,58,94],[58,96,58,100],[58,102,58,106],[58,108,58,109],[7,48,7,76],[9,72,9,76],[9,3,9,7],[9,9,9,13],[58,3,58,7],[58,9,58,13],[58,15,58,16],[58,18,58,22],[10,11,10,12],[10,15,10,16],[58,24,58,28],[58,30,58,34],[58,36,58,40],[58,42,58,46],[58,48,58,52],[58,54,58,58],[9,15,9,16],[9,60,9,64],[9,66,9,70],[7,78,7,106],[9,18,9,22],[9,24,9,28],[9,90,9,94],[9,30,9,34],[9,36,9,40],[9,42,9,46],[9,48,9,52],[9,54,9,58],[9,96,9,100],[9,102,9,106],[7,3,7,16],[7,18,7,46],[7,108,7,117],[58,116,58,117],[9,116,9,117],[9,78,9,82],[9,84,9,88],[9,108,9,109],[9,110,9,111],[9,112,9,113],[9,114,9,115],[58,112,58,113],[58,114,58,115]]}
["Beregning af abonnementer"]
[]
[null,null,null,null,null,null,null,null,null,null,null,null,null,null,null,null,null,null,"Signaturforklaring til abonnementsberegning"]
[null,null,null,null,null,null,null,null,null,null,null,null,null,null,null,null,null,null,null,"Kundetypen fritaget for omkostningselementet"]
[null,null,null,null,null,null,null,null,null,null,null,null,null,null,null,null,null,null,null,"Kundetypens bidrag til omkostningselementet følger særligt princip"]
[]
[null,null,null,null,null,null,null,null,null,null,null,null,null," "]
[null,"Tabel: B.4.3.1",null,"Forbrug",null,null,null,null,null,null,null,null,null,null,null,null,null,null,"Målere, egenproduktion",null,null,null,null,null,null,null,null,null,null,null,null,null,null,null,null,null,null,null,null,null,null,null,null,null,null,null,null,null,"Produktionsmålere, timeafregnet",null,null,null,null,null,null,null,null,null,null,null,null,null,null,null,null,null,null,null,null,null,null,null,null,null,null,null,null,null,"Produktionsmålere, skabelonafregnet",null,null,null,null,null,null,null,null,null,null,null,null,null,null,null,null,null,null,null,null,null,null,null,null,null,null,null,null,null,"Produktionsinstallationer"]
[]
[null,"Abonnementer, kr.",null,"A målere",null,null,null,null,null,"B målere",null,null,null,null,null,"C målere",null,null,{"$f":"'3.2 Input - Forbrug og prod.'!$C$22","v":"A høj"},null,null,null,null,null,{"$f":"'3.2 Input - Forbrug og prod.'!$C$24","v":"A lav"},null,null,null,null,null,{"$f":"'3.2 Input - Forbrug og prod.'!$C$27","v":"B høj"},null,null,null,null,null,{"$f":"'3.2 Input - Forbrug og prod.'!$C$29","v":"B lav"},null,null,null,null,null,"C",null,null,null,null,null,{"$f":"'3.2 Input - Forbrug og prod.'!$C$22","v":"A høj"},null,null,null,null,null,{"$f":"'3.2 Input - Forbrug og prod.'!$C$24","v":"A lav"},null,null,null,null,null,{"$f":"'3.2 Input - Forbrug og prod.'!$C$27","v":"B høj"},null,null,null,null,null,{"$f":"'3.2 Input - Forbrug og prod.'!$C$29","v":"B lav"},null,null,null,null,null,"C",null,null,null,null,null,{"$f":"'3.2 Input - Forbrug og prod.'!$C$22","v":"A høj"},null,null,null,null,null,{"$f":"'3.2 Input - Forbrug og prod.'!$C$24","v":"A lav"},null,null,null,null,null,{"$f":"'3.2 Input - Forbrug og prod.'!$C$27","v":"B høj"},null,null,null,null,null,{"$f":"'3.2 Input - Forbrug og prod.'!$C$29","v":"B lav"},null,null,null,null,null,"C",null,null,null,null,null,{"$f":"'3.2 Input - Forbrug og prod.'!$C$22","v":"A høj"},null,{"$f":"'3.2 Input - Forbrug og prod.'!$C$24","v":"A lav"},null,{"$f":"'3.2 Input - Forbrug og prod.'!$C$27","v":"B høj"},null,{"$f":"'3.2 Input - Forbrug og prod.'!$C$29","v":"B lav"},null,"C"]
[null,null,null,{"$f":"'3.2 Input - Forbrug og prod.'!$C$21","v":""},{"$f":"'3.2 Input - Forbrug og prod.'!$C$22","v":"A høj"},{"$f":"'3.2 Input - Forbrug og prod.'!$C$23","v":""},{"$f":"'3.2 Input - Forbrug og prod.'!$C$24","v":"A lav"},{"$f":"'3.2 Input - Forbrug og prod.'!C25","v":""},null,{"$f":"'3.2 Input - Forbrug og prod.'!$C$27","v":"B høj"},{"$f":"'3.2 Input - Forbrug og prod.'!$C$28","v":""},{"$f":"'3.2 Input - Forbrug og prod.'!$C$29","v":"B lav"},null,{"$f":"'3.2 Input - Forbrug og prod.'!C30","v":""},null,"C",null,null,"Afr. grp 1","Afr. grp 2","Afr. grp 4","Afr. grp 5 og 6","Skabelon",null,"Afr. grp 1","Afr. grp 2","Afr. grp 4","Afr. grp 5 og 6","Skabelon",null,"Afr. grp 1","Afr. grp 2","Afr. grp 4","Afr. grp 5 og 6","Skabelon",null,"Afr. grp 1","Afr. grp 2","Afr. grp 4","Afr. grp 5 og 6","Skabelon",null,"Afr. grp 1","Afr. grp 2","Afr. grp 4","Afr. grp 5 og 6","Skabelon",null,"Afr. grp 1","Afr. grp 2","Afr. grp 4","Afr. grp 5 og 6","Skabelon",null,"Afr. grp 1","Afr. grp 2","Afr. grp 4","Afr. grp 5 og 6","Skabelon",null,"Afr. grp 1","Afr. grp 2","Afr. grp 4","Afr. grp 5 og 6","Skabelon",null,"Afr. grp 1","Afr. grp 2","Afr. grp 4","Afr. grp 5 og 6","Skabelon",null,"Afr. grp 1","Afr. grp 2","Afr. grp 4","Afr. grp 5 og 6","Skabelon",null,"Afr. grp 1","Afr. grp 2","Afr. grp 4","Afr. grp 5 og 6","Skabelon",null,"Afr. grp 1","Afr. grp 2","Afr. grp 4","Afr. grp 5 og 6","Skabelon",null,"Afr. grp 1","Afr. grp 2","Afr. grp 4","Afr. grp 5 og 6","Skabelon",null,"Afr. grp 1","Afr. grp 2","Afr. grp 4","Afr. grp 5 og 6","Skabelon",null,"Afr. grp 1","Afr. grp 2","Afr. grp 4","Afr. grp 5 og 6","Skabelon",null,"Kraft-værker","Vind-møller","Kraft-værker","Vind-møller","Kraft-værker","Vind-møller","Kraft-værker","Vind-møller","Kraft-værker","Vind-møller"]
[null,null,null,"Time","Time","Time","Time","Time",null,"Time","Time",{"$f":"IF(OR('2.1 Valg - Forbrugstariffer'!V24=1,'2.1 Valg - Forbrugstariffer'!V25=1,'2.1 Valg - Forbrugstariffer'!W24=1,'2.1 Valg - Forbrugstariffer'!W25=1),\"Skabelon\",\"\")","v":"Skabelon"},{"$f":"IF(OR('2.1 Valg - Forbrugstariffer'!U24=1,'2.1 Valg - Forbrugstariffer'!U25=1,'2.1 Valg - Forbrugstariffer'!W24=1,'2.1 Valg - Forbrugstariffer'!W25=1),\"Time\",\"\")","v":"Time"},"Time",null,{"$f":"IF(OR('2.1 Valg - Forbrugstariffer'!V26=1,'2.1 Valg - Forbrugstariffer'!W26=1),\"Skabelon\",\"\")","v":"Skabelon"},{"$f":"IF(OR('2.1 Valg - Forbrugstariffer'!U26=1,'2.1 Valg - Forbrugstariffer'!W26=1),\"Time\",\"\")","v":"Time"}]
[null,"1. DRIFT"]
[null,"1.1 Drift og vedligehold af transformerstationer"]
[null,"1.2 Drift og vedligehold af ledningsnettet "]
[null,"1.3 Øvrige drifts- og vedligeholdelsesomkostninger",null,{"$f":"IF('2.1 Valg - Forbrugstariffer'!W21=1,IF('2.1 Valg - Forbrugstariffer'!$U$18=2,'4.3 Beregning - Abonnement'!G16,IF('2.1 Valg - Forbrugstariffer'!$U$18=3,'4.3 Beregning - Abonnement'!E16)),0)","v":0},{"$f":"IF('2.1 Valg - Forbrugstariffer'!$U$18=3,G16,0)","v":{"$error":"#DIV/0!"}},{"$f":"IF('2.1 Valg - Forbrugstariffer'!W19=1,E16,0)","v":0},{"$f":"IF('2.1 Valg - Forbrugstariffer'!$U$18>1,'4.2 Beregning - Totale omk.'!$P14*1000/'4.1 Beregning - Mængder'!$G88,0)","v":{"$error":"#DIV/0!"}},{"$f":"IF(OR('2.1 Valg - Forbrugstariffer'!W18=1,'2.1 Valg - Forbrugstariffer'!W20=1),G16,0)","v":0},null,{"$f":"IF('2.1 Valg - Forbrugstariffer'!U31=3,L16,0)","v":{"$error":"#DIV/0!"}},{"$f":"IF('2.1 Valg - Forbrugstariffer'!U37=1,J16,0)","v":0},{"$f":"IF('2.1 Valg - Forbrugstariffer'!U31>1,'4.2 Beregning - Totale omk.'!U14/'4.1 Beregning - Mængder'!K88*1000,0)","v":{"$error":"#DIV/0!"}},{"$f":"IF('2.1 Valg - Forbrugstariffer'!U31>1,L16,0)","v":{"$error":"#DIV/0!"}},{"$f":"IF(OR('2.1 Valg - Forbrugstariffer'!U36=1,'2.1 Valg - Forbrugstariffer'!U38=1),M16,0)","v":0},null,{"$f":"IF('2.1 Valg - Forbrugstariffer'!U44=2,'4.2 Beregning - Totale omk.'!Z14/'4.1 Beregning - Mængder'!O88*1000,0)","v":{"$error":"#DIV/0!"}},{"$f":"IF('2.1 Valg - Forbrugstariffer'!U44=2,P16,0)","v":{"$error":"#DIV/0!"}},null,{"$f":"IF('2.2 Valg - Egenproducenter'!$V$50=1,$E16,0)","v":0},{"$f":"IF('2.2 Valg - Egenproducenter'!$W$50=1,$E16,0)","v":0},{"$f":"IF('2.2 Valg - Egenproducenter'!$X$50=1,$E16,0)","v":0},{"$f":"IF('2.2 Valg - Egenproducenter'!$Y$50=1,$E16,0)","v":0},{"$f":"IF('2.2 Valg - Egenproducenter'!$Z$50=1,$E16,0)","v":0},null,{"$f":"IF(OR('2.2 Valg - Egenproducenter'!V$47=1,'2.2 Valg - Egenproducenter'!V$53=1),$G16,0)","v":0},{"$f":"IF(OR('2.2 Valg - Egenproducenter'!W$47=1,'2.2 Valg - Egenproducenter'!W$53=1),$G16,0)","v":0},{"$f":"IF(OR('2.2 Valg - Egenproducenter'!X$47=1,'2.2 Valg - Egenproducenter'!X$53=1),$G16,0)","v":0},{"$f":"IF(OR('2.2 Valg - Egenproducenter'!Y$47=1,'2.2 Valg - Egenproducenter'!Y$53=1),$G16,0)","v":0},{"$f":"IF(OR('2.2 Valg - Egenproducenter'!Z$47=1,'2.2 Valg - Egenproducenter'!Z$53=1),$G16,0)","v":0},null,{"$f":"IF('2.2 Valg - Egenproducenter'!$V$59=1,$J16,0)","v":0},{"$f":"IF('2.2 Valg - Egenproducenter'!$W$59=1,$J16,0)","v":0},{"$f":"IF('2.2 Valg - Egenproducenter'!$X$59=1,$J16,0)","v":0},{"$f":"IF('2.2 Valg - Egenproducenter'!$Y$59=1,$J16,0)","v":0},{"$f":"IF('2.2 Valg - Egenproducenter'!$Z$59=1,$J16,0)","v":0},null,{"$f":"IF(AND(OR('2.1 Valg - Forbrugstariffer'!$V$24=1,'2.1 Valg - Forbrugstariffer'!$V$25=1),OR('2.2 Valg - Egenproducenter'!V$56=1,'2.2 Valg - Egenproducenter'!V$62=1)),$L16,IF(OR('2.2 Valg - Egenproducenter'!V$56=1,'2.2 Valg - Egenproducenter'!V$62=1),$M16,0))","v":0},{"$f":"IF(AND(OR('2.1 Valg - Forbrugstariffer'!$V$24=1,'2.1 Valg - Forbrugstariffer'!$V$25=1),OR('2.2 Valg - Egenproducenter'!W$56=1,'2.2 Valg - Egenproducenter'!W$62=1)),$L16,IF(OR('2.2 Valg - Egenproducenter'!W$56=1,'2.2 Valg - Egenproducenter'!W$62=1),$M16,0))","v":0},{"$f":"IF(AND(OR('2.1 Valg - Forbrugstariffer'!$V$24=1,'2.1 Valg - Forbrugstariffer'!$V$25=1),OR('2.2 Valg - Egenproducenter'!X$56=1,'2.2 Valg - Egenproducenter'!X$62=1)),$L16,IF(OR('2.2 Valg - Egenproducenter'!X$56=1,'2.2 Valg - Egenproducenter'!X$62=1),$M16,0))","v":0},{"$f":"IF(AND(OR('2.1 Valg - Forbrugstariffer'!$V$24=1,'2.1 Valg - Forbrugstariffer'!$V$25=1),OR('2.2 Valg - Egenproducenter'!Y$56=1,'2.2 Valg - Egenproducenter'!Y$62=1)),$L16,IF(OR('2.2 Valg - Egenproducenter'!Y$56=1,'2.2 Valg - Egenproducenter'!Y$62=1),$M16,0))","v":0},{"$f":"IF(AND(OR('2.1 Valg - Forbrugstariffer'!$V$24=1,'2.1 Valg - Forbrugstariffer'!$V$25=1),OR('2.2 Valg - Egenproducenter'!Z$56=1,'2.2 Valg - Egenproducenter'!Z$62=1)),$L16,IF(OR('2.2 Valg - Egenproducenter'!Z$56=1,'2.2 Valg - Egenproducenter'!Z$62=1),$M16,0))","v":0},null,{"$f":"IF(AND('2.2 Valg - Egenproducenter'!V$65=1,'2.1 Valg - Forbrugstariffer'!$V$26=1),$P16,IF('2.2 Valg - Egenproducenter'!V$65=1,$Q16,0))","v":0},{"$f":"IF(AND('2.2 Valg - Egenproducenter'!W$65=1,'2.1 Valg - Forbrugstariffer'!$V$26=1),$P16,IF('2.2 Valg - Egenproducenter'!W$65=1,$Q16,0))","v":0},{"$f":"IF(AND('2.2 Valg - Egenproducenter'!X$65=1,'2.1 Valg - Forbrugstariffer'!$V$26=1),$P16,IF('2.2 Valg - Egenproducenter'!X$65=1,$Q16,0))","v":0},{"$f":"IF(AND('2.2 Valg - Egenproducenter'!Y$65=1,'2.1 Valg - Forbrugstariffer'!$V$26=1),$P16,IF('2.2 Valg - Egenproducenter'!Y$65=1,$Q16,0))","v":0},{"$f":"IF(AND('2.2 Valg - Egenproducenter'!Z$65=1,'2.1 Valg - Forbrugstariffer'!$V$26=0),$Q16,IF('2.2 Valg - Egenproducenter'!Z$65=1,$P16,0))","v":0},null,{"$f":"IF('2.2 Valg - Egenproducenter'!V$51=1,$E16,0)","v":0},{"$f":"IF('2.2 Valg - Egenproducenter'!W$51=1,$E16,0)","v":0},{"$f":"IF('2.2 Valg - Egenproducenter'!X$51=1,$E16,0)","v":0},{"$f":"IF('2.2 Valg - Egenproducenter'!Y$51=1,$E16,0)","v":0},{"$f":"IF('2.2 Valg - Egenproducenter'!Z$51=1,$E16,0)","v":0},null,{"$f":"IF(OR('2.2 Valg - Egenproducenter'!V$48=1,'2.2 Valg - Egenproducenter'!V$54=1),$G16,0)","v":0},{"$f":"IF(OR('2.2 Valg - Egenproducenter'!W$48=1,'2.2 Valg - Egenproducenter'!W$54=1),$G16,0)","v":0},{"$f":"IF(OR('2.2 Valg - Egenproducenter'!X$48=1,'2.2 Valg - Egenproducenter'!X$54=1),$G16,0)","v":0},{"$f":"IF(OR('2.2 Valg - Egenproducenter'!Y$48=1,'2.2 Valg - Egenproducenter'!Y$54=1),$G16,0)","v":0},{"$f":"IF(OR('2.2 Valg - Egenproducenter'!Z$48=1,'2.2 Valg - Egenproducenter'!Z$54=1),$G16,0)","v":0},null,{"$f":"IF('2.2 Valg - Egenproducenter'!V$60=1,$J16,0)","v":0},{"$f":"IF('2.2 Valg - Egenproducenter'!W$60=1,$J16,0)","v":0},{"$f":"IF('2.2 Valg - Egenproducenter'!X$60=1,$J16,0)","v":0},{"$f":"IF('2.2 Valg - Egenproducenter'!Y$60=1,$J16,0)","v":0},{"$f":"IF('2.2 Valg - Egenproducenter'!Z$60=1,$J16,0)","v":0},null,{"$f":"IF(AND(OR('2.1 Valg - Forbrugstariffer'!$V$24=1,'2.1 Valg - Forbrugstariffer'!$V$25=1),OR('2.2 Valg - Egenproducenter'!V$57=1,'2.2 Valg - Egenproducenter'!V$63=1)),$L16,IF(OR('2.2 Valg - Egenproducenter'!V$57=1,'2.2 Valg - Egenproducenter'!V$63=1),$M16,0))","v":0},{"$f":"IF(AND(OR('2.1 Valg - Forbrugstariffer'!$V$24=1,'2.1 Valg - Forbrugstariffer'!$V$25=1),OR('2.2 Valg - Egenproducenter'!W$57=1,'2.2 Valg - Egenproducenter'!W$63=1)),$L16,IF(OR('2.2 Valg - Egenproducenter'!W$57=1,'2.2 Valg - Egenproducenter'!W$63=1),$M16,0))","v":0},{"$f":"IF(AND(OR('2.1 Valg - Forbrugstariffer'!$V$24=1,'2.1 Valg - Forbrugstariffer'!$V$25=1),OR('2.2 Valg - Egenproducenter'!X$57=1,'2.2 Valg - Egenproducenter'!X$63=1)),$L16,IF(OR('2.2 Valg - Egenproducenter'!X$57=1,'2.2 Valg - Egenproducenter'!X$63=1),$M16,0))","v":0},{"$f":"IF(AND(OR('2.1 Valg - Forbrugstariffer'!$V$24=1,'2.1 Valg - Forbrugstariffer'!$V$25=1),OR('2.2 Valg - Egenproducenter'!Y$57=1,'2.2 Valg - Egenproducenter'!Y$63=1)),$L16,IF(OR('2.2 Valg - Egenproducenter'!Y$57=1,'2.2 Valg - Egenproducenter'!Y$63=1),$M16,0))","v":0},{"$f":"IF(AND(OR('2.1 Valg - Forbrugstariffer'!$V$24=1,'2.1 Valg - Forbrugstariffer'!$V$25=1),OR('2.2 Valg - Egenproducenter'!Z$57=1,'2.2 Valg - Egenproducenter'!Z$63=1)),$L16,IF(OR('2.2 Valg - Egenproducenter'!Z$57=1,'2.2 Valg - Egenproducenter'!Z$63=1),$M16,0))","v":0},null,{"$f":"IF(AND('2.2 Valg - Egenproducenter'!V$66=1,'2.1 Valg - Forbrugstariffer'!$V$26=1),$P16,IF('2.2 Valg - Egenproducenter'!V$66=1,$Q16,0))","v":0},{"$f":"IF(AND('2.2 Valg - Egenproducenter'!W$66=1,'2.1 Valg - Forbrugstariffer'!$V$26=1),$P16,IF('2.2 Valg - Egenproducenter'!W$66=1,$Q16,0))","v":0},{"$f":"IF(AND('2.2 Valg - Egenproducenter'!X$66=1,'2.1 Valg - Forbrugstariffer'!$V$26=1),$P16,IF('2.2 Valg - Egenproducenter'!X$66=1,$Q16,0))","v":0},{"$f":"IF(AND('2.2 Valg - Egenproducenter'!Y$66=1,'2.1 Valg - Forbrugstariffer'!$V$26=1),$P16,IF('2.2 Valg - Egenproducenter'!Y$66=1,$Q16,0))","v":0},{"$f":"IF(AND('2.2 Valg - Egenproducenter'!Z$66=1,'2.1 Valg - Forbrugstariffer'!$V$26=1),$P16,IF('2.2 Valg - Egenproducenter'!Z$66=1,$Q16,0))","v":0},null,null,null,{"$f":"IF('2.2 Valg - Egenproducenter'!X$52=1,$E16,0)","v":0},{"$f":"IF('2.2 Valg - Egenproducenter'!Y$52=1,$E16,0)","v":0},null,null,null,null,{"$f":"IF(OR('2.2 Valg - Egenproducenter'!X$49=1,'2.2 Valg - Egenproducenter'!X$55=1),$G16,0)","v":0},{"$f":"IF(OR('2.2 Valg - Egenproducenter'!Y$49=1,'2.2 Valg - Egenproducenter'!Y$55=1),$G16,0)","v":0},null,null,null,null,{"$f":"IF('2.2 Valg - Egenproducenter'!X$61=1,$J16,0)","v":0},{"$f":"IF('2.2 Valg - Egenproducenter'!Y$61=1,$J16,0)","v":0},null,null,null,null,{"$f":"IF(AND(OR('2.1 Valg - Forbrugstariffer'!$V$24=1,'2.1 Valg - Forbrugstariffer'!$V$25=1),OR('2.2 Valg - Egenproducenter'!X$58=1,'2.2 Valg - Egenproducenter'!X$64=1)),$L16,IF(OR('2.2 Valg - Egenproducenter'!X$58=1,'2.2 Valg - Egenproducenter'!X$64=1),$M16,0))","v":0},{"$f":"IF(AND(OR('2.1 Valg - Forbrugstariffer'!$V$24=1,'2.1 Valg - Forbrugstariffer'!$V$25=1),OR('2.2 Valg - Egenproducenter'!Y$58=1,'2.2 Valg - Egenproducenter'!Y$64=1)),$L16,IF(OR('2.2 Valg - Egenproducenter'!Y$58=1,'2.2 Valg - Egenproducenter'!Y$64=1),$M16,0))","v":0},null,null,null,null,{"$f":"IF(AND('2.2 Valg - Egenproducenter'!X$67=1,'2.1 Valg - Forbrugstariffer'!$V$26=1),$P16,IF('2.2 Valg - Egenproducenter'!X$67=1,$Q16,0))","v":0},{"$f":"IF(AND('2.2 Valg - Egenproducenter'!Y$67=1,'2.1 Valg - Forbrugstariffer'!$V$26=1),$P16,IF('2.2 Valg - Egenproducenter'!Y$67=1,$Q16,0))","v":0},{"$f":"IF(AND('2.2 Valg - Egenproducenter'!Z$67=1,'2.1 Valg - Forbrugstariffer'!$V$26=1),$P16,IF('2.2 Valg - Egenproducenter'!Z$67=1,$Q16,0))","v":0},null,{"$f":"IF('2.3 Valg - Produktionsabon.'!$R$30=1,$E16,0)","v":0},null,{"$f":"IF(OR('2.3 Valg - Produktionsabon.'!$R$29=1,'2.3 Valg - Produktionsabon.'!$R$31=1),$G16,0)","v":0},null,{"$f":"IF('2.3 Valg - Produktionsabon.'!$R$33=1,$J16,0)","v":0},null,{"$f":"IF(AND(OR('2.1 Valg - Forbrugstariffer'!$V$24=1,'2.1 Valg - Forbrugstariffer'!$V$25=1),OR('2.3 Valg - Produktionsabon.'!$R$32=1,'2.3 Valg - Produktionsabon.'!$R$34=1)),$L16,IF(OR('2.3 Valg - Produktionsabon.'!$R$32=1,'2.3 Valg - Produktionsabon.'!$R$34=1),$M16,0))","v":0},null,{"$f":"IF('2.3 Valg - Produktionsabon.'!$R$35=1,Q16,0)","v":0}]
[null,"2. MÅLERE"]
[null,"2.1 Drift og vedligeholdelse af målere",null,{"$f":"IF('2.1 Valg - Forbrugstariffer'!W21=1,IF('2.1 Valg - Forbrugstariffer'!$U$18=2,'4.3 Beregning - Abonnement'!G18,IF('2.1 Valg - Forbrugstariffer'!$U$18=3,'4.3 Beregning - Abonnement'!E18)),0)","v":0},{"$f":"IF('2.1 Valg - Forbrugstariffer'!$U$18=3,IF('2.4 Valg - Omkostninger'!R20=2,'3.1 Input - Stamoplysninger'!D63,IF('2.4 Valg - Omkostninger'!R20=4,'3.1 Input - Stamoplysninger'!D72,IF('2.4 Valg - Omkostninger'!R20=3,G18))),0)","v":0},{"$f":"IF('2.1 Valg - Forbrugstariffer'!W19=1,E18,0)","v":0},{"$f":"IF('2.1 Valg - Forbrugstariffer'!$U$18>1,IF('2.4 Valg - Omkostninger'!R20=2,'3.1 Input - Stamoplysninger'!E63,IF('2.4 Valg - Omkostninger'!R20=3,'4.2 Beregning - Totale omk.'!$P16*1000/'4.1 Beregning - Mængder'!$G90,IF('2.4 Valg - Omkostninger'!R20=4,'3.1 Input - Stamoplysninger'!E72))),0)","v":0},{"$f":"IF(OR('2.1 Valg - Forbrugstariffer'!W18=1,'2.1 Valg - Forbrugstariffer'!W20=1),G18,0)","v":0},null,{"$f":"IF('2.1 Valg - Forbrugstariffer'!U31=3,IF('2.4 Valg - Omkostninger'!R20=2,'3.1 Input - Stamoplysninger'!F63,IF('2.4 Valg - Omkostninger'!R20=3,L18,IF('2.4 Valg - Omkostninger'!R20=4,'3.1 Input - Stamoplysninger'!F72))),0)","v":0},{"$f":"IF('2.1 Valg - Forbrugstariffer'!U37=1,J18,0)","v":0},{"$f":"IF('2.1 Valg - Forbrugstariffer'!U31>1,IF('2.4 Valg - Omkostninger'!R20=2,'3.1 Input - Stamoplysninger'!G62,IF('2.4 Valg - Omkostninger'!R20=3,'4.2 Beregning - Totale omk.'!U16*1000/'4.1 Beregning - Mængder'!K90,IF('2.4 Valg - Omkostninger'!R20=4,'3.1 Input - Stamoplysninger'!G71))),0)","v":0},{"$f":"IF('2.1 Valg - Forbrugstariffer'!U31>1,IF('2.4 Valg - Omkostninger'!R20=2,'3.1 Input - Stamoplysninger'!G63,IF('2.4 Valg - Omkostninger'!R20=3,L18,IF('2.4 Valg - Omkostninger'!R20=4,'3.1 Input - Stamoplysninger'!G72))),0)","v":0},{"$f":"IF(OR('2.1 Valg - Forbrugstariffer'!U36=1,'2.1 Valg - Forbrugstariffer'!U38=1),M18,0)","v":0},null,{"$f":"IF('2.1 Valg - Forbrugstariffer'!U44=2,IF('2.4 Valg - Omkostninger'!R20=2,'3.1 Input - Stamoplysninger'!H62,IF('2.4 Valg - Omkostninger'!R20=3,'4.2 Beregning - Totale omk.'!Z16*1000/'4.1 Beregning - Mængder'!O90,IF('2.4 Valg - Omkostninger'!R20=4,'3.1 Input - Stamoplysninger'!H71))),0)","v":0},{"$f":"IF('2.1 Valg - Forbrugstariffer'!U44=2,IF('2.4 Valg - Omkostninger'!R20=2,'3.1 Input - Stamoplysninger'!H63,IF('2.4 Valg - Omkostninger'!R20=3,P18,IF('2.4 Valg - Omkostninger'!R20=4,'3.1 Input - Stamoplysninger'!H72))),0)","v":0},null,{"$f":"IF('2.2 Valg - Egenproducenter'!$V$50=1,$E18,0)","v":0},{"$f":"IF('2.2 Valg - Egenproducenter'!$W$50=1,$E18,0)","v":0},{"$f":"IF('2.2 Valg - Egenproducenter'!$X$50=1,$E18,0)","v":0},{"$f":"IF('2.2 Valg - Egenproducenter'!$Y$50=1,$E18,0)","v":0},{"$f":"IF('2.2 Valg - Egenproducenter'!Z50=1,$E18,0)","v":0},null,{"$f":"IF(OR('2.2 Valg - Egenproducenter'!V$47=1,'2.2 Valg - Egenproducenter'!V$53=1),$G18,0)","v":0},{"$f":"IF(OR('2.2 Valg - Egenproducenter'!W$47=1,'2.2 Valg - Egenproducenter'!W$53=1),$G18,0)","v":0},{"$f":"IF(OR('2.2 Valg - Egenproducenter'!X$47=1,'2.2 Valg - Egenproducenter'!X$53=1),$G18,0)","v":0},{"$f":"IF(OR('2.2 Valg - Egenproducenter'!Y$47=1,'2.2 Valg - Egenproducenter'!Y$53=1),$G18,0)","v":0},{"$f":"IF(OR('2.2 Valg - Egenproducenter'!Z$47=1,'2.2 Valg - Egenproducenter'!Z$53=1),$G18,0)","v":0},null,{"$f":"IF('2.2 Valg - Egenproducenter'!$V$59=1,$J18,0)","v":0},{"$f":"IF('2.2 Valg - Egenproducenter'!$W$59=1,$J18,0)","v":0},{"$f":"IF('2.2 Valg - Egenproducenter'!$X$59=1,$J18,0)","v":0},{"$f":"IF('2.2 Valg - Egenproducenter'!$Y$59=1,$J18,0)","v":0},{"$f":"IF('2.2 Valg - Egenproducenter'!$Z$59=1,$J18,0)","v":0},null,{"$f":"IF(AND('2.4 Valg - Omkostninger'!$R$20=2,OR('2.1 Valg - Forbrugstariffer'!$V$24=1,'2.1 Valg - Forbrugstariffer'!$V$25=1),OR('2.2 Valg - Egenproducenter'!V$56=1,'2.2 Valg - Egenproducenter'!V$62=1)),'3.1 Input - Stamoplysninger'!$G$63,IF(OR('2.2 Valg - Egenproducenter'!V$56=1,'2.2 Valg - Egenproducenter'!V$62=1),$M18,0))","v":0},{"$f":"IF(AND('2.4 Valg - Omkostninger'!$R$20=2,OR('2.1 Valg - Forbrugstariffer'!$V$24=1,'2.1 Valg - Forbrugstariffer'!$V$25=1),OR('2.2 Valg - Egenproducenter'!W$56=1,'2.2 Valg - Egenproducenter'!W$62=1)),'3.1 Input - Stamoplysninger'!$G$63,IF(OR('2.2 Valg - Egenproducenter'!W$56=1,'2.2 Valg - Egenproducenter'!W$62=1),$M18,0))","v":0},{"$f":"IF(AND('2.4 Valg - Omkostninger'!$R$20=2,OR('2.1 Valg - Forbrugstariffer'!$V$24=1,'2.1 Valg - Forbrugstariffer'!$V$25=1),OR('2.2 Valg - Egenproducenter'!X$56=1,'2.2 Valg - Egenproducenter'!X$62=1)),'3.1 Input - Stamoplysninger'!$G$63,IF(OR('2.2 Valg - Egenproducenter'!X$56=1,'2.2 Valg - Egenproducenter'!X$62=1),$M18,0))","v":0},{"$f":"IF(AND('2.4 Valg - Omkostninger'!$R$20=2,OR('2.1 Valg - Forbrugstariffer'!$V$24=1,'2.1 Valg - Forbrugstariffer'!$V$25=1),OR('2.2 Valg - Egenproducenter'!Y$56=1,'2.2 Valg - Egenproducenter'!Y$62=1)),'3.1 Input - Stamoplysninger'!$G$63,IF(OR('2.2 Valg - Egenproducenter'!Y$56=1,'2.2 Valg - Egenproducenter'!Y$62=1),$M18,0))","v":0},{"$f":"IF(AND('2.4 Valg - Omkostninger'!$R$20=2,OR('2.1 Valg - Forbrugstariffer'!$V$24=1,'2.1 Valg - Forbrugstariffer'!$V$25=1),OR('2.2 Valg - Egenproducenter'!Z$56=1,'2.2 Valg - Egenproducenter'!Z$62=1)),'3.1 Input - Stamoplysninger'!$G$63,IF(OR('2.2 Valg - Egenproducenter'!Z$56=1,'2.2 Valg - Egenproducenter'!Z$62=1),$M18,0))","v":0},null,{"$f":"IF(AND('2.4 Valg - Omkostninger'!$R$20=2,'2.2 Valg - Egenproducenter'!V$65=1,'2.1 Valg - Forbrugstariffer'!$V$26=1),'3.1 Input - Stamoplysninger'!$H$63,IF('2.2 Valg - Egenproducenter'!V$65=1,$Q18,0))","v":0},{"$f":"IF(AND('2.4 Valg - Omkostninger'!$R$20=2,'2.2 Valg - Egenproducenter'!W$65=1,'2.1 Valg - Forbrugstariffer'!$V$26=1),'3.1 Input - Stamoplysninger'!$H$63,IF('2.2 Valg - Egenproducenter'!W$65=1,$Q18,0))","v":0},{"$f":"IF(AND('2.4 Valg - Omkostninger'!$R$20=2,'2.2 Valg - Egenproducenter'!X$65=1,'2.1 Valg - Forbrugstariffer'!$V$26=1),'3.1 Input - Stamoplysninger'!$H$63,IF('2.2 Valg - Egenproducenter'!X$65=1,$Q18,0))","v":0},{"$f":"IF(AND('2.4 Valg - Omkostninger'!$R$20=2,'2.2 Valg - Egenproducenter'!Y$65=1,'2.1 Valg - Forbrugstariffer'!$V$26=1),'3.1 Input - Stamoplysninger'!$H$63,IF('2.2 Valg - Egenproducenter'!Y$65=1,$Q18,0))","v":0},{"$f":"IF(AND('2.4 Valg - Omkostninger'!$R$20=2,'2.2 Valg - Egenproducenter'!Z$65=1,'2.1 Valg - Forbrugstariffer'!$V$26=0),'3.1 Input - Stamoplysninger'!H62,IF('2.2 Valg - Egenproducenter'!Z$65=1,$P18,0))","v":0},null,{"$f":"IF('2.2 Valg - Egenproducenter'!V$51=1,$E18,0)","v":0},{"$f":"IF('2.2 Valg - Egenproducenter'!W$51=1,$E18,0)","v":0},{"$f":"IF('2.2 Valg - Egenproducenter'!X$51=1,$E18,0)","v":0},{"$f":"IF('2.2 Valg - Egenproducenter'!Y$51=1,$E18,0)","v":0},{"$f":"IF('2.2 Valg - Egenproducenter'!Z$51=1,$E18,0)","v":0},null,{"$f":"IF(OR('2.2 Valg - Egenproducenter'!V$48=1,'2.2 Valg - Egenproducenter'!V$54=1),$G18,0)","v":0},{"$f":"IF(OR('2.2 Valg - Egenproducenter'!W$48=1,'2.2 Valg - Egenproducenter'!W$54=1),$G18,0)","v":0},{"$f":"IF(OR('2.2 Valg - Egenproducenter'!X$48=1,'2.2 Valg - Egenproducenter'!X$54=1),$G18,0)","v":0},{"$f":"IF(OR('2.2 Valg - Egenproducenter'!Y$48=1,'2.2 Valg - Egenproducenter'!Y$54=1),$G18,0)","v":0},{"$f":"IF(OR('2.2 Valg - Egenproducenter'!Z$48=1,'2.2 Valg - Egenproducenter'!Z$54=1),$G18,0)","v":0},null,{"$f":"IF('2.2 Valg - Egenproducenter'!V$60=1,$J18,0)","v":0},{"$f":"IF('2.2 Valg - Egenproducenter'!W$60=1,$J18,0)","v":0},{"$f":"IF('2.2 Valg - Egenproducenter'!X$60=1,$J18,0)","v":0},{"$f":"IF('2.2 Valg - Egenproducenter'!Y$60=1,$J18,0)","v":0},{"$f":"IF('2.2 Valg - Egenproducenter'!Z$60=1,$J18,0)","v":0},null,{"$f":"IF(AND('2.4 Valg - Omkostninger'!$R$20=2,OR('2.1 Valg - Forbrugstariffer'!$V$24=1,'2.1 Valg - Forbrugstariffer'!$V$25=1),OR('2.2 Valg - Egenproducenter'!V$57=1,'2.2 Valg - Egenproducenter'!V$63=1)),'3.1 Input - Stamoplysninger'!$G$63,IF(OR('2.2 Valg - Egenproducenter'!V$57=1,'2.2 Valg - Egenproducenter'!V$63=1),$M18,0))","v":0},{"$f":"IF(AND('2.4 Valg - Omkostninger'!$R$20=2,OR('2.1 Valg - Forbrugstariffer'!$V$24=1,'2.1 Valg - Forbrugstariffer'!$V$25=1),OR('2.2 Valg - Egenproducenter'!W$57=1,'2.2 Valg - Egenproducenter'!W$63=1)),'3.1 Input - Stamoplysninger'!$G$63,IF(OR('2.2 Valg - Egenproducenter'!W$57=1,'2.2 Valg - Egenproducenter'!W$63=1),$M18,0))","v":0},{"$f":"IF(AND('2.4 Valg - Omkostninger'!$R$20=2,OR('2.1 Valg - Forbrugstariffer'!$V$24=1,'2.1 Valg - Forbrugstariffer'!$V$25=1),OR('2.2 Valg - Egenproducenter'!X$57=1,'2.2 Valg - Egenproducenter'!X$63=1)),'3.1 Input - Stamoplysninger'!$G$63,IF(OR('2.2 Valg - Egenproducenter'!X$57=1,'2.2 Valg - Egenproducenter'!X$63=1),$M18,0))","v":0},{"$f":"IF(AND('2.4 Valg - Omkostninger'!$R$20=2,OR('2.1 Valg - Forbrugstariffer'!$V$24=1,'2.1 Valg - Forbrugstariffer'!$V$25=1),OR('2.2 Valg - Egenproducenter'!Y$57=1,'2.2 Valg - Egenproducenter'!Y$63=1)),'3.1 Input - Stamoplysninger'!$G$63,IF(OR('2.2 Valg - Egenproducenter'!Y$57=1,'2.2 Valg - Egenproducenter'!Y$63=1),$M18,0))","v":0},{"$f":"IF(AND('2.4 Valg - Omkostninger'!$R$20=2,OR('2.1 Valg - Forbrugstariffer'!$V$24=1,'2.1 Valg - Forbrugstariffer'!$V$25=1),OR('2.2 Valg - Egenproducenter'!Z$57=1,'2.2 Valg - Egenproducenter'!Z$63=1)),'3.1 Input - Stamoplysninger'!$G$63,IF(OR('2.2 Valg - Egenproducenter'!Z$57=1,'2.2 Valg - Egenproducenter'!Z$63=1),$M18,0))","v":0},null,{"$f":"IF(AND('2.4 Valg - Omkostninger'!$R$20=2,'2.2 Valg - Egenproducenter'!V$66=1,'2.1 Valg - Forbrugstariffer'!$V$26=1),'3.1 Input - Stamoplysninger'!$H$63, IF(AND('2.4 Valg - Omkostninger'!$R$20=4,'2.2 Valg - Egenproducenter'!V$66=1,'2.1 Valg - Forbrugstariffer'!$V$26=1),'3.1 Input - Stamoplysninger'!H72,IF('2.2 Valg - Egenproducenter'!V$66=1,$Q18,0)))","v":0},{"$f":"IF(AND('2.4 Valg - Omkostninger'!$R$20=2,'2.2 Valg - Egenproducenter'!W$66=1,'2.1 Valg - Forbrugstariffer'!$V$26=1),'3.1 Input - Stamoplysninger'!$H$63,IF('2.2 Valg - Egenproducenter'!W$66=1,$Q18,0))","v":0},{"$f":"IF(AND('2.4 Valg - Omkostninger'!$R$20=2,'2.2 Valg - Egenproducenter'!X$66=1,'2.1 Valg - Forbrugstariffer'!$V$26=1),'3.1 Input - Stamoplysninger'!$H$63,IF('2.2 Valg - Egenproducenter'!X$66=1,$Q18,0))","v":0},{"$f":"IF(AND('2.4 Valg - Omkostninger'!$R$20=2,'2.2 Valg - Egenproducenter'!Y$66=1,'2.1 Valg - Forbrugstariffer'!$V$26=1),'3.1 Input - Stamoplysninger'!$H$63,IF('2.2 Valg - Egenproducenter'!Y$66=1,$Q18,0))","v":0},{"$f":"IF(AND('2.4 Valg - Omkostninger'!$R$20=2,'2.2 Valg - Egenproducenter'!Z$66=1,'2.1 Valg - Forbrugstariffer'!$V$26=1),'3.1 Input - Stamoplysninger'!$H$63,IF('2.2 Valg - Egenproducenter'!Z$66=1,$Q18,0))","v":0},null,null,null,{"$f":"IF('2.2 Valg - Egenproducenter'!X$52=1,$E18,0)","v":0},{"$f":"IF('2.2 Valg - Egenproducenter'!Y$52=1,$E18,0)","v":0},null,null,null,null,{"$f":"IF(OR('2.2 Valg - Egenproducenter'!X$49=1,'2.2 Valg - Egenproducenter'!X$55=1),$G18,0)","v":0},{"$f":"IF(OR('2.2 Valg - Egenproducenter'!Y$49=1,'2.2 Valg - Egenproducenter'!Y$55=1),$G18,0)","v":0},null,null,null,null,{"$f":"IF('2.2 Valg - Egenproducenter'!X$61=1,$J18,0)","v":0},{"$f":"IF('2.2 Valg - Egenproducenter'!Y$61=1,$J18,0)","v":0},null,null,null,null,{"$f":"IF(AND('2.4 Valg - Omkostninger'!$R$20=2,OR('2.1 Valg - Forbrugstariffer'!$V$24=1,'2.1 Valg - Forbrugstariffer'!$V$25=1),OR('2.2 Valg - Egenproducenter'!X$58=1,'2.2 Valg - Egenproducenter'!X$64=1)),'3.1 Input - Stamoplysninger'!$G$63,IF(OR('2.2 Valg - Egenproducenter'!X$58=1,'2.2 Valg - Egenproducenter'!X$64=1),$M18,0))","v":0},{"$f":"IF(AND('2.4 Valg - Omkostninger'!$R$20=2,OR('2.1 Valg - Forbrugstariffer'!$V$24=1,'2.1 Valg - Forbrugstariffer'!$V$25=1),OR('2.2 Valg - Egenproducenter'!Y$58=1,'2.2 Valg - Egenproducenter'!Y$64=1)),'3.1 Input - Stamoplysninger'!$G$63,IF(OR('2.2 Valg - Egenproducenter'!Y$58=1,'2.2 Valg - Egenproducenter'!Y$64=1),$M18,0))","v":0},null,null,null,null,{"$f":"IF(AND('2.4 Valg - Omkostninger'!$R$20=2,'2.2 Valg - Egenproducenter'!X$67=1,'2.1 Valg - Forbrugstariffer'!$V$26=1),'3.1 Input - Stamoplysninger'!$H$63,IF('2.2 Valg - Egenproducenter'!X$67=1,$Q18,0))","v":0},{"$f":"IF(AND('2.4 Valg - Omkostninger'!$R$20=2,'2.2 Valg - Egenproducenter'!Y$67=1,'2.1 Valg - Forbrugstariffer'!$V$26=1),'3.1 Input - Stamoplysninger'!$H$63,IF('2.2 Valg - Egenproducenter'!Y$67=1,$Q18,0))","v":0},{"$f":"IF(AND('2.4 Valg - Omkostninger'!$R$20=2,'2.2 Valg - Egenproducenter'!Z$67=1,'2.1 Valg - Forbrugstariffer'!$V$26=1),'3.1 Input - Stamoplysninger'!$H$63,IF('2.2 Valg - Egenproducenter'!Z$67=1,$Q18,0))","v":0},null,{"$f":"IF('2.3 Valg - Produktionsabon.'!$R$30=1,$E18,0)","v":0},null,{"$f":"IF(OR('2.3 Valg - Produktionsabon.'!$R$29=1,'2.3 Valg - Produktionsabon.'!$R$31=1),$G18,0)","v":0},null,{"$f":"IF('2.3 Valg - Produktionsabon.'!$R$33=1,$J18,0)","v":0},null,{"$f":"IF(AND('2.4 Valg - Omkostninger'!$R$20=2,OR('2.1 Valg - Forbrugstariffer'!$V$24=1,'2.1 Valg - Forbrugstariffer'!$V$25=1),OR('2.3 Valg - Produktionsabon.'!$R$32=1,'2.3 Valg - Produktionsabon.'!$R$34=1)),'3.1 Input - Stamoplysninger'!$G$63, IF(AND('2.4 Valg - Omkostninger'!$R$20=4,OR('2.1 Valg - Forbrugstariffer'!$V$24=1,'2.1 Valg - Forbrugstariffer'!$V$25=1),OR('2.3 Valg - Produktionsabon.'!$R$32=1,'2.3 Valg - Produktionsabon.'!$R$34=1)),'3.1 Input - Stamoplysninger'!G72,IF(OR('2.3 Valg - Produktionsabon.'!$R$32=1,'2.3 Valg - Produktionsabon.'!$R$34=1),$M18,0)))","v":0},null,{"$f":"IF('2.3 Valg - Produktionsabon.'!$R$35=1,Q18,0)","v":0}]
[null,"2.2 Indhentning og validering af måledata",null,{"$f":"IF('2.1 Valg - Forbrugstariffer'!W21=1,IF('2.1 Valg - Forbrugstariffer'!$U$18=2,'4.3 Beregning - Abonnement'!G19,IF('2.1 Valg - Forbrugstariffer'!$U$18=3,'4.3 Beregning - Abonnement'!E19)),0)","v":0},{"$f":"IF('2.1 Valg - Forbrugstariffer'!$U$18=3,IF('2.4 Valg - Omkostninger'!R21=2,'3.1 Input - Stamoplysninger'!D61,IF('2.4 Valg - Omkostninger'!R21=3,G19,IF('2.4 Valg - Omkostninger'!R21=4,'3.1 Input - Stamoplysninger'!D70))),0)","v":0},{"$f":"IF('2.1 Valg - Forbrugstariffer'!W19=1,E19,0)","v":0},{"$f":"IF('2.1 Valg - Forbrugstariffer'!$U$18>1,IF('2.4 Valg - Omkostninger'!R21=2,'3.1 Input - Stamoplysninger'!E61,IF('2.4 Valg - Omkostninger'!R21=3,'4.2 Beregning - Totale omk.'!$P17*1000/'4.1 Beregning - Mængder'!$G91,IF('2.4 Valg - Omkostninger'!R21=4,'3.1 Input - Stamoplysninger'!E70))),0)","v":0},{"$f":"IF(OR('2.1 Valg - Forbrugstariffer'!W18=1,'2.1 Valg - Forbrugstariffer'!W20=1),G19,0)","v":0},null,{"$f":"IF('2.1 Valg - Forbrugstariffer'!U31=3,IF('2.4 Valg - Omkostninger'!R21=2,'3.1 Input - Stamoplysninger'!F61,IF('2.4 Valg - Omkostninger'!R21=3,L19,IF('2.4 Valg - Omkostninger'!R21=4,'3.1 Input - Stamoplysninger'!F70))),0)","v":0},{"$f":"IF('2.1 Valg - Forbrugstariffer'!U37=1,J19,0)","v":0},{"$f":"IF('2.1 Valg - Forbrugstariffer'!U31>1,IF('2.4 Valg - Omkostninger'!R21=2,'3.1 Input - Stamoplysninger'!G60,IF('2.4 Valg - Omkostninger'!R21=3,'4.2 Beregning - Totale omk.'!U17*1000/'4.1 Beregning - Mængder'!K91,IF('2.4 Valg - Omkostninger'!R21=4,'3.1 Input - Stamoplysninger'!G69))),0)","v":0},{"$f":"IF('2.1 Valg - Forbrugstariffer'!U31>1,IF('2.4 Valg - Omkostninger'!R21=2,'3.1 Input - Stamoplysninger'!G61,IF('2.4 Valg - Omkostninger'!R21=3,L19,IF('2.4 Valg - Omkostninger'!R21=4,'3.1 Input - Stamoplysninger'!G70))),0)","v":0},{"$f":"IF(OR('2.1 Valg - Forbrugstariffer'!U36=1,'2.1 Valg - Forbrugstariffer'!U38=1),M19,0)","v":0},null,{"$f":"IF('2.1 Valg - Forbrugstariffer'!U44=2,IF('2.4 Valg - Omkostninger'!R21=2,'3.1 Input - Stamoplysninger'!H60,IF('2.4 Valg - Omkostninger'!R21=3,'4.2 Beregning - Totale omk.'!Z17*1000/'4.1 Beregning - Mængder'!O91,IF('2.4 Valg - Omkostninger'!R21=4,'3.1 Input - Stamoplysninger'!H69))),0)","v":0},{"$f":"IF('2.1 Valg - Forbrugstariffer'!U44=2,IF('2.4 Valg - Omkostninger'!R21=2,'3.1 Input - Stamoplysninger'!H61,IF('2.4 Valg - Omkostninger'!R21=3,P19,IF('2.4 Valg - Omkostninger'!R21=4,'3.1 Input - Stamoplysninger'!H70))),0)","v":0},null,{"$f":"IF('2.2 Valg - Egenproducenter'!$V$50=1,$E19*2,0)","v":0},{"$f":"IF('2.2 Valg - Egenproducenter'!W$50=1,$E19*2,0)","v":0},{"$f":"IF('2.2 Valg - Egenproducenter'!X$50=1,$E19*2,0)","v":0},{"$f":"IF('2.2 Valg - Egenproducenter'!Y$50=1,$E19*2,0)","v":0},{"$f":"IF('2.2 Valg - Egenproducenter'!Z$50=1,$E19*2,0)","v":0},null,{"$f":"IF(OR('2.2 Valg - Egenproducenter'!V$47=1,'2.2 Valg - Egenproducenter'!V$53=1),$G19*2,0)","v":0},{"$f":"IF(OR('2.2 Valg - Egenproducenter'!W$47=1,'2.2 Valg - Egenproducenter'!W$53=1),$G19*2,0)","v":0},{"$f":"IF(OR('2.2 Valg - Egenproducenter'!X$47=1,'2.2 Valg - Egenproducenter'!X$53=1),$G19*2,0)","v":0},{"$f":"IF(OR('2.2 Valg - Egenproducenter'!Y$47=1,'2.2 Valg - Egenproducenter'!Y$53=1),$G19*2,0)","v":0},{"$f":"IF(OR('2.2 Valg - Egenproducenter'!Z$47=1,'2.2 Valg - Egenproducenter'!Z$53=1),$G19*2,0)","v":0},null,{"$f":"IF('2.2 Valg - Egenproducenter'!$V$59=1,$J19*2,0)","v":0},{"$f":"IF('2.2 Valg - Egenproducenter'!W$59=1,$J19*2,0)","v":0},{"$f":"IF('2.2 Valg - Egenproducenter'!X$59=1,$J19*2,0)","v":0},{"$f":"IF('2.2 Valg - Egenproducenter'!Y$59=1,$J19*2,0)","v":0},{"$f":"IF('2.2 Valg - Egenproducenter'!Z$59=1,$J19*2,0)","v":0},null,{"$f":"IF(AND('2.4 Valg - Omkostninger'!$R$21=2,OR('2.1 Valg - Forbrugstariffer'!$V$24=1,'2.1 Valg - Forbrugstariffer'!$V$25=1),OR('2.2 Valg - Egenproducenter'!V$56=1,'2.2 Valg - Egenproducenter'!V$62=1)),'3.1 Input - Stamoplysninger'!$G$61*2,IF(OR('2.2 Valg - Egenproducenter'!V$56=1,'2.2 Valg - Egenproducenter'!V$62=1),$M19*2,0))","v":0},{"$f":"IF(AND('2.4 Valg - Omkostninger'!$R$21=2,OR('2.1 Valg - Forbrugstariffer'!$V$24=1,'2.1 Valg - Forbrugstariffer'!$V$25=1),OR('2.2 Valg - Egenproducenter'!W$56=1,'2.2 Valg - Egenproducenter'!W$62=1)),'3.1 Input - Stamoplysninger'!$G$61*2,IF(OR('2.2 Valg - Egenproducenter'!W$56=1,'2.2 Valg - Egenproducenter'!W$62=1),$M19*2,0))","v":0},{"$f":"IF(AND('2.4 Valg - Omkostninger'!$R$21=2,OR('2.1 Valg - Forbrugstariffer'!$V$24=1,'2.1 Valg - Forbrugstariffer'!$V$25=1),OR('2.2 Valg - Egenproducenter'!X$56=1,'2.2 Valg - Egenproducenter'!X$62=1)),'3.1 Input - Stamoplysninger'!$G$61*2,IF(OR('2.2 Valg - Egenproducenter'!X$56=1,'2.2 Valg - Egenproducenter'!X$62=1),$M19*2,0))","v":0},{"$f":"IF(AND('2.4 Valg - Omkostninger'!$R$21=2,OR('2.1 Valg - Forbrugstariffer'!$V$24=1,'2.1 Valg - Forbrugstariffer'!$V$25=1),OR('2.2 Valg - Egenproducenter'!Y$56=1,'2.2 Valg - Egenproducenter'!Y$62=1)),'3.1 Input - Stamoplysninger'!$G$61*2,IF(OR('2.2 Valg - Egenproducenter'!Y$56=1,'2.2 Valg - Egenproducenter'!Y$62=1),$M19*2,0))","v":0},{"$f":"IF(AND('2.4 Valg - Omkostninger'!$R$21=2,OR('2.1 Valg - Forbrugstariffer'!$V$24=1,'2.1 Valg - Forbrugstariffer'!$V$25=1),OR('2.2 Valg - Egenproducenter'!Z$56=1,'2.2 Valg - Egenproducenter'!Z$62=1)),'3.1 Input - Stamoplysninger'!$G$61*2,IF(OR('2.2 Valg - Egenproducenter'!Z$56=1,'2.2 Valg - Egenproducenter'!Z$62=1),$M19*2,0))","v":0},null,{"$f":"IF(AND('2.4 Valg - Omkostninger'!$R$21=2,'2.2 Valg - Egenproducenter'!V$65=1,'2.1 Valg - Forbrugstariffer'!$V$26=1),'3.1 Input - Stamoplysninger'!$H$61*2,IF('2.2 Valg - Egenproducenter'!V$65=1,$Q19*2,0))","v":0},{"$f":"IF(AND('2.4 Valg - Omkostninger'!$R$21=2,'2.2 Valg - Egenproducenter'!W$65=1,'2.1 Valg - Forbrugstariffer'!$V$26=1),'3.1 Input - Stamoplysninger'!$H$61*2,IF('2.2 Valg - Egenproducenter'!W$65=1,$Q19*2,0))","v":0},{"$f":"IF(AND('2.4 Valg - Omkostninger'!$R$21=2,'2.2 Valg - Egenproducenter'!X$65=1,'2.1 Valg - Forbrugstariffer'!$V$26=1),'3.1 Input - Stamoplysninger'!$H$61*2,IF('2.2 Valg - Egenproducenter'!X$65=1,$Q19*2,0))","v":0},{"$f":"IF(AND('2.4 Valg - Omkostninger'!$R$21=2,'2.2 Valg - Egenproducenter'!Y$65=1,'2.1 Valg - Forbrugstariffer'!$V$26=1),'3.1 Input - Stamoplysninger'!$H$61*2,IF('2.2 Valg - Egenproducenter'!Y$65=1,$Q19*2,0))","v":0},{"$f":"IF(AND('2.4 Valg - Omkostninger'!$R$21=2,'2.2 Valg - Egenproducenter'!Z$65=1,'2.1 Valg - Forbrugstariffer'!$V$26=0),'3.1 Input - Stamoplysninger'!$H$60*2,IF('2.2 Valg - Egenproducenter'!Z$65=1,$Q19*2,0))","v":0},null,{"$f":"IF(AND('2.4 Valg - Omkostninger'!$R$21=2,'2.2 Valg - Egenproducenter'!V$51=1,'2.1 Valg - Forbrugstariffer'!$V$26=0),'3.1 Input - Stamoplysninger'!$H$60,IF(AND('2.4 Valg - Omkostninger'!$R$21=3,'2.2 Valg - Egenproducenter'!V$51=1,'2.1 Valg - Forbrugstariffer'!$V$26=0),$Q$19,IF(AND('2.4 Valg - Omkostninger'!$R$21=4,'2.2 Valg - Egenproducenter'!V$51=1,'2.1 Valg - Forbrugstariffer'!$V$26=0),'3.1 Input - Stamoplysninger'!H69,IF('2.2 Valg - Egenproducenter'!V$51=1,$P19,0))))","v":0},{"$f":"IF(AND('2.4 Valg - Omkostninger'!$R$21=2,'2.2 Valg - Egenproducenter'!W$51=1,'2.1 Valg - Forbrugstariffer'!$V$26=0),'3.1 Input - Stamoplysninger'!$H$60,IF(AND('2.4 Valg - Omkostninger'!$R$21=3,'2.2 Valg - Egenproducenter'!W$51=1,'2.1 Valg - Forbrugstariffer'!$V$26=0),$Q$19,IF(AND('2.4 Valg - Omkostninger'!$R$21=4,'2.2 Valg - Egenproducenter'!W$51=1,'2.1 Valg - Forbrugstariffer'!$V$26=0),'3.1 Input - Stamoplysninger'!H69,IF('2.2 Valg - Egenproducenter'!W$51=1,$P19,0))))","v":0},{"$f":"IF(AND('2.4 Valg - Omkostninger'!$R$21=2,'2.2 Valg - Egenproducenter'!X$51=1,'2.1 Valg - Forbrugstariffer'!$V$26=0),'3.1 Input - Stamoplysninger'!$H$60,IF(AND('2.4 Valg - Omkostninger'!$R$21=3,'2.2 Valg - Egenproducenter'!X$51=1,'2.1 Valg - Forbrugstariffer'!$V$26=0),$Q$19,IF(AND('2.4 Valg - Omkostninger'!$R$21=4,'2.2 Valg - Egenproducenter'!X$51=1,'2.1 Valg - Forbrugstariffer'!$V$26=0),'3.1 Input - Stamoplysninger'!H69,IF('2.2 Valg - Egenproducenter'!X$51=1,$P19,0))))","v":0},{"$f":"IF(AND('2.4 Valg - Omkostninger'!$R$21=2,'2.2 Valg - Egenproducenter'!Y$51=1,'2.1 Valg - Forbrugstariffer'!$V$26=0),'3.1 Input - Stamoplysninger'!$H$60,IF(AND('2.4 Valg - Omkostninger'!$R$21=3,'2.2 Valg - Egenproducenter'!Y$51=1,'2.1 Valg - Forbrugstariffer'!$V$26=0),$Q$19,IF(AND('2.4 Valg - Omkostninger'!$R$21=4,'2.2 Valg - Egenproducenter'!Y$51=1,'2.1 Valg - Forbrugstariffer'!$V$26=0),'3.1 Input - Stamoplysninger'!H69,IF('2.2 Valg - Egenproducenter'!Y$51=1,$P19,0))))","v":0},null,null,{"$f":"IF(AND('2.4 Valg - Omkostninger'!$R$21=2,OR('2.1 Valg - Forbrugstariffer'!$V$24=0,'2.1 Valg - Forbrugstariffer'!$V$25=0),OR('2.2 Valg - Egenproducenter'!V$48=1,'2.2 Valg - Egenproducenter'!V$54=1)),'3.1 Input - Stamoplysninger'!$H$60,IF(AND('2.4 Valg - Omkostninger'!$R$21=3,OR('2.1 Valg - Forbrugstariffer'!$V$24=0,'2.1 Valg - Forbrugstariffer'!$V$25=0),OR('2.2 Valg - Egenproducenter'!V$48=1,'2.2 Valg - Egenproducenter'!V$54=1)),$Q$19,IF(AND('2.4 Valg - Omkostninger'!$R$21=4,OR('2.1 Valg - Forbrugstariffer'!$V$24=0,'2.1 Valg - Forbrugstariffer'!$V$25=0),OR('2.2 Valg - Egenproducenter'!V$48=1,'2.2 Valg - Egenproducenter'!V$54=1)),'3.1 Input - Stamoplysninger'!H69,IF(OR('2.2 Valg - Egenproducenter'!V$48=1,'2.2 Valg - Egenproducenter'!V$54=1),$P19,0))))","v":0},{"$f":"IF(AND('2.4 Valg - Omkostninger'!$R$21=2,OR('2.1 Valg - Forbrugstariffer'!$V$24=0,'2.1 Valg - Forbrugstariffer'!$V$25=0),OR('2.2 Valg - Egenproducenter'!W$48=1,'2.2 Valg - Egenproducenter'!W$54=1)),'3.1 Input - Stamoplysninger'!$H$60,IF(AND('2.4 Valg - Omkostninger'!$R$21=3,OR('2.1 Valg - Forbrugstariffer'!$V$24=0,'2.1 Valg - Forbrugstariffer'!$V$25=0),OR('2.2 Valg - Egenproducenter'!W$48=1,'2.2 Valg - Egenproducenter'!W$54=1)),$Q$19,IF(AND('2.4 Valg - Omkostninger'!$R$21=4,OR('2.1 Valg - Forbrugstariffer'!$V$24=0,'2.1 Valg - Forbrugstariffer'!$V$25=0),OR('2.2 Valg - Egenproducenter'!W$48=1,'2.2 Valg - Egenproducenter'!W$54=1)),'3.1 Input - Stamoplysninger'!H69,IF(OR('2.2 Valg - Egenproducenter'!W$48=1,'2.2 Valg - Egenproducenter'!W$54=1),$P19,0))))","v":0},{"$f":"IF(AND('2.4 Valg - Omkostninger'!$R$21=2,OR('2.1 Valg - Forbrugstariffer'!$V$24=0,'2.1 Valg - Forbrugstariffer'!$V$25=0),OR('2.2 Valg - Egenproducenter'!X$48=1,'2.2 Valg - Egenproducenter'!X$54=1)),'3.1 Input - Stamoplysninger'!$H$60,IF(AND('2.4 Valg - Omkostninger'!$R$21=3,OR('2.1 Valg - Forbrugstariffer'!$V$24=0,'2.1 Valg - Forbrugstariffer'!$V$25=0),OR('2.2 Valg - Egenproducenter'!X$48=1,'2.2 Valg - Egenproducenter'!X$54=1)),$Q$19,IF(AND('2.4 Valg - Omkostninger'!$R$21=4,OR('2.1 Valg - Forbrugstariffer'!$V$24=0,'2.1 Valg - Forbrugstariffer'!$V$25=0),OR('2.2 Valg - Egenproducenter'!X$48=1,'2.2 Valg - Egenproducenter'!X$54=1)),'3.1 Input - Stamoplysninger'!H69,IF(OR('2.2 Valg - Egenproducenter'!X$48=1,'2.2 Valg - Egenproducenter'!X$54=1),$P19,0))))","v":0},{"$f":"IF(AND('2.4 Valg - Omkostninger'!$R$21=2,OR('2.1 Valg - Forbrugstariffer'!$V$24=0,'2.1 Valg - Forbrugstariffer'!$V$25=0),OR('2.2 Valg - Egenproducenter'!Y$48=1,'2.2 Valg - Egenproducenter'!Y$54=1)),'3.1 Input - Stamoplysninger'!$H$60,IF(AND('2.4 Valg - Omkostninger'!$R$21=3,OR('2.1 Valg - Forbrugstariffer'!$V$24=0,'2.1 Valg - Forbrugstariffer'!$V$25=0),OR('2.2 Valg - Egenproducenter'!Y$48=1,'2.2 Valg - Egenproducenter'!Y$54=1)),$Q$19,IF(AND('2.4 Valg - Omkostninger'!$R$21=4,OR('2.1 Valg - Forbrugstariffer'!$V$24=0,'2.1 Valg - Forbrugstariffer'!$V$25=0),OR('2.2 Valg - Egenproducenter'!Y$48=1,'2.2 Valg - Egenproducenter'!Y$54=1)),'3.1 Input - Stamoplysninger'!H69,IF(OR('2.2 Valg - Egenproducenter'!Y$48=1,'2.2 Valg - Egenproducenter'!Y$54=1),$P19,0))))","v":0},null,null,{"$f":"IF(AND('2.4 Valg - Omkostninger'!$R$21=2,'2.2 Valg - Egenproducenter'!V$60=1,'2.1 Valg - Forbrugstariffer'!$V$26=0),'3.1 Input - Stamoplysninger'!$H$60,IF(AND('2.4 Valg - Omkostninger'!$R$21=3,'2.2 Valg - Egenproducenter'!V$60=1,'2.1 Valg - Forbrugstariffer'!$V$26=0),$Q$19,IF(AND('2.4 Valg - Omkostninger'!$R$21=4,'2.2 Valg - Egenproducenter'!V$60=1,'2.1 Valg - Forbrugstariffer'!$V$26=0),'3.1 Input - Stamoplysninger'!H69,IF('2.2 Valg - Egenproducenter'!V$60=1,$P19,0))))","v":0},{"$f":"IF(AND('2.4 Valg - Omkostninger'!$R$21=2,'2.2 Valg - Egenproducenter'!W$60=1,'2.1 Valg - Forbrugstariffer'!$V$26=0),'3.1 Input - Stamoplysninger'!$H$60,IF(AND('2.4 Valg - Omkostninger'!$R$21=3,'2.2 Valg - Egenproducenter'!W$60=1,'2.1 Valg - Forbrugstariffer'!$V$26=0),$Q$19,IF(AND('2.4 Valg - Omkostninger'!$R$21=4,'2.2 Valg - Egenproducenter'!W$60=1,'2.1 Valg - Forbrugstariffer'!$V$26=0),'3.1 Input - Stamoplysninger'!H69,IF('2.2 Valg - Egenproducenter'!W$60=1,$P19,0))))","v":0},{"$f":"IF(AND('2.4 Valg - Omkostninger'!$R$21=2,'2.2 Valg - Egenproducenter'!X$60=1,'2.1 Valg - Forbrugstariffer'!$V$26=0),'3.1 Input - Stamoplysninger'!$H$60,IF(AND('2.4 Valg - Omkostninger'!$R$21=3,'2.2 Valg - Egenproducenter'!X$60=1,'2.1 Valg - Forbrugstariffer'!$V$26=0),$Q$19,IF(AND('2.4 Valg - Omkostninger'!$R$21=4,'2.2 Valg - Egenproducenter'!X$60=1,'2.1 Valg - Forbrugstariffer'!$V$26=0),'3.1 Input - Stamoplysninger'!H69,IF('2.2 Valg - Egenproducenter'!X$60=1,$P19,0))))","v":0},{"$f":"IF(AND('2.4 Valg - Omkostninger'!$R$21=2,'2.2 Valg - Egenproducenter'!Y$60=1,'2.1 Valg - Forbrugstariffer'!$V$26=0),'3.1 Input - Stamoplysninger'!$H$60,IF(AND('2.4 Valg - Omkostninger'!$R$21=3,'2.2 Valg - Egenproducenter'!Y$60=1,'2.1 Valg - Forbrugstariffer'!$V$26=0),$Q$19,IF(AND('2.4 Valg - Omkostninger'!$R$21=4,'2.2 Valg - Egenproducenter'!Y$60=1,'2.1 Valg - Forbrugstariffer'!$V$26=0),'3.1 Input - Stamoplysninger'!H69,IF('2.2 Valg - Egenproducenter'!Y$60=1,$P19,0))))","v":0},null,null,{"$f":"IF(AND('2.4 Valg - Omkostninger'!$R$21=2,OR('2.1 Valg - Forbrugstariffer'!$V$24=0,'2.1 Valg - Forbrugstariffer'!$V$25=0),OR('2.2 Valg - Egenproducenter'!V$57=1,'2.2 Valg - Egenproducenter'!V$63=1)),'3.1 Input - Stamoplysninger'!$H$60,IF(AND('2.4 Valg - Omkostninger'!$R$21=3,OR('2.1 Valg - Forbrugstariffer'!$V$24=0,'2.1 Valg - Forbrugstariffer'!$V$25=0),OR('2.2 Valg - Egenproducenter'!V$57=1,'2.2 Valg - Egenproducenter'!V$63=1)),$Q$19,IF(AND('2.4 Valg - Omkostninger'!$R$21=4,OR('2.1 Valg - Forbrugstariffer'!$V$24=0,'2.1 Valg - Forbrugstariffer'!$V$25=0),OR('2.2 Valg - Egenproducenter'!V$57=1,'2.2 Valg - Egenproducenter'!V$63=1)),'3.1 Input - Stamoplysninger'!H69,IF(OR('2.2 Valg - Egenproducenter'!V$57=1,'2.2 Valg - Egenproducenter'!V$63=1),$M19,0))))","v":0},{"$f":"IF(AND('2.4 Valg - Omkostninger'!$R$21=2,OR('2.1 Valg - Forbrugstariffer'!$V$24=0,'2.1 Valg - Forbrugstariffer'!$V$25=0),OR('2.2 Valg - Egenproducenter'!W$57=1,'2.2 Valg - Egenproducenter'!W$63=1)),'3.1 Input - Stamoplysninger'!$H$60,IF(AND('2.4 Valg - Omkostninger'!$R$21=3,OR('2.1 Valg - Forbrugstariffer'!$V$24=0,'2.1 Valg - Forbrugstariffer'!$V$25=0),OR('2.2 Valg - Egenproducenter'!W$57=1,'2.2 Valg - Egenproducenter'!W$63=1)),$Q$19,IF(AND('2.4 Valg - Omkostninger'!$R$21=4,OR('2.1 Valg - Forbrugstariffer'!$V$24=0,'2.1 Valg - Forbrugstariffer'!$V$25=0),OR('2.2 Valg - Egenproducenter'!W$57=1,'2.2 Valg - Egenproducenter'!W$63=1)),'3.1 Input - Stamoplysninger'!H69,IF(OR('2.2 Valg - Egenproducenter'!W$57=1,'2.2 Valg - Egenproducenter'!W$63=1),$M19,0))))","v":0},{"$f":"IF(AND('2.4 Valg - Omkostninger'!$R$21=2,OR('2.1 Valg - Forbrugstariffer'!$V$24=0,'2.1 Valg - Forbrugstariffer'!$V$25=0),OR('2.2 Valg - Egenproducenter'!X$57=1,'2.2 Valg - Egenproducenter'!X$63=1)),'3.1 Input - Stamoplysninger'!$H$60,IF(AND('2.4 Valg - Omkostninger'!$R$21=3,OR('2.1 Valg - Forbrugstariffer'!$V$24=0,'2.1 Valg - Forbrugstariffer'!$V$25=0),OR('2.2 Valg - Egenproducenter'!X$57=1,'2.2 Valg - Egenproducenter'!X$63=1)),$Q$19,IF(AND('2.4 Valg - Omkostninger'!$R$21=4,OR('2.1 Valg - Forbrugstariffer'!$V$24=0,'2.1 Valg - Forbrugstariffer'!$V$25=0),OR('2.2 Valg - Egenproducenter'!X$57=1,'2.2 Valg - Egenproducenter'!X$63=1)),'3.1 Input - Stamoplysninger'!H69,IF(OR('2.2 Valg - Egenproducenter'!X$57=1,'2.2 Valg - Egenproducenter'!X$63=1),$M19,0))))","v":0},{"$f":"IF(AND('2.4 Valg - Omkostninger'!$R$21=2,OR('2.1 Valg - Forbrugstariffer'!$V$24=0,'2.1 Valg - Forbrugstariffer'!$V$25=0),OR('2.2 Valg - Egenproducenter'!Y$57=1,'2.2 Valg - Egenproducenter'!Y$63=1)),'3.1 Input - Stamoplysninger'!$H$60,IF(AND('2.4 Valg - Omkostninger'!$R$21=3,OR('2.1 Valg - Forbrugstariffer'!$V$24=0,'2.1 Valg - Forbrugstariffer'!$V$25=0),OR('2.2 Valg - Egenproducenter'!Y$57=1,'2.2 Valg - Egenproducenter'!Y$63=1)),$Q$19,IF(AND('2.4 Valg - Omkostninger'!$R$21=4,OR('2.1 Valg - Forbrugstariffer'!$V$24=0,'2.1 Valg - Forbrugstariffer'!$V$25=0),OR('2.2 Valg - Egenproducenter'!Y$57=1,'2.2 Valg - Egenproducenter'!Y$63=1)),'3.1 Input - Stamoplysninger'!H69,IF(OR('2.2 Valg - Egenproducenter'!Y$57=1,'2.2 Valg - Egenproducenter'!Y$63=1),$M19,0))))","v":0},null,null,{"$f":"IF(AND('2.1 Valg - Forbrugstariffer'!$V$26=0,'2.2 Valg - Egenproducenter'!V66,'2.4 Valg - Omkostninger'!$R$21=2),'3.1 Input - Stamoplysninger'!$H$60,IF(AND('2.1 Valg - Forbrugstariffer'!$V$26=0,'2.2 Valg - Egenproducenter'!V66,'2.4 Valg - Omkostninger'!$R$21=3),'4.3 Beregning - Abonnement'!$Q$19,IF(AND('2.1 Valg - Forbrugstariffer'!$V$26=0,'2.2 Valg - Egenproducenter'!V66,'2.4 Valg - Omkostninger'!$R$21=4),'3.1 Input - Stamoplysninger'!$H$69,IF(AND('2.1 Valg - Forbrugstariffer'!$V$26=1,'2.2 Valg - Egenproducenter'!V66),'4.3 Beregning - Abonnement'!$P$19,\"\"))))","v":""},{"$f":"IF(AND('2.1 Valg - Forbrugstariffer'!$V$26=0,'2.2 Valg - Egenproducenter'!W66,'2.4 Valg - Omkostninger'!$R$21=2),'3.1 Input - Stamoplysninger'!$H$60,IF(AND('2.1 Valg - Forbrugstariffer'!$V$26=0,'2.2 Valg - Egenproducenter'!W66,'2.4 Valg - Omkostninger'!$R$21=3),'4.3 Beregning - Abonnement'!$Q$19,IF(AND('2.1 Valg - Forbrugstariffer'!$V$26=0,'2.2 Valg - Egenproducenter'!W66,'2.4 Valg - Omkostninger'!$R$21=4),'3.1 Input - Stamoplysninger'!$H$69,IF(AND('2.1 Valg - Forbrugstariffer'!$V$26=1,'2.2 Valg - Egenproducenter'!W66),'4.3 Beregning - Abonnement'!$P$19,\"\"))))","v":""},{"$f":"IF(AND('2.1 Valg - Forbrugstariffer'!$V$26=0,'2.2 Valg - Egenproducenter'!X66,'2.4 Valg - Omkostninger'!$R$21=2),'3.1 Input - Stamoplysninger'!$H$60,IF(AND('2.1 Valg - Forbrugstariffer'!$V$26=0,'2.2 Valg - Egenproducenter'!X66,'2.4 Valg - Omkostninger'!$R$21=3),'4.3 Beregning - Abonnement'!$Q$19,IF(AND('2.1 Valg - Forbrugstariffer'!$V$26=0,'2.2 Valg - Egenproducenter'!X66,'2.4 Valg - Omkostninger'!$R$21=4),'3.1 Input - Stamoplysninger'!$H$69,IF(AND('2.1 Valg - Forbrugstariffer'!$V$26=1,'2.2 Valg - Egenproducenter'!X66),'4.3 Beregning - Abonnement'!$P$19,\"\"))))","v":""},{"$f":"IF(AND('2.1 Valg - Forbrugstariffer'!$V$26=0,'2.2 Valg - Egenproducenter'!Y66,'2.4 Valg - Omkostninger'!$R$21=2),'3.1 Input - Stamoplysninger'!$H$60,IF(AND('2.1 Valg - Forbrugstariffer'!$V$26=0,'2.2 Valg - Egenproducenter'!Y66,'2.4 Valg - Omkostninger'!$R$21=3),'4.3 Beregning - Abonnement'!$Q$19,IF(AND('2.1 Valg - Forbrugstariffer'!$V$26=0,'2.2 Valg - Egenproducenter'!Y66,'2.4 Valg - Omkostninger'!$R$21=4),'3.1 Input - Stamoplysninger'!$H$69,IF(AND('2.1 Valg - Forbrugstariffer'!$V$26=1,'2.2 Valg - Egenproducenter'!Y66),'4.3 Beregning - Abonnement'!$P$19,\"\"))))","v":""},{"$f":"IF(AND('2.1 Valg - Forbrugstariffer'!$V$26=0,'2.2 Valg - Egenproducenter'!Z66,'2.4 Valg - Omkostninger'!$R$21=2),'3.1 Input - Stamoplysninger'!$H$60,IF(AND('2.1 Valg - Forbrugstariffer'!$V$26=0,'2.2 Valg - Egenproducenter'!Z66,'2.4 Valg - Omkostninger'!$R$21=3),'4.3 Beregning - Abonnement'!$Q$19,IF(AND('2.1 Valg - Forbrugstariffer'!$V$26=0,'2.2 Valg - Egenproducenter'!Z66,'2.4 Valg - Omkostninger'!$R$21=4),'3.1 Input - Stamoplysninger'!$H$69,IF(AND('2.1 Valg - Forbrugstariffer'!$V$26=1,'2.2 Valg - Egenproducenter'!Z66),'4.3 Beregning - Abonnement'!$P$19,\"\"))))","v":""},null,null,null,null,null,null,null,null,null,null,null,null,null,null,null,null,null,null,null,null,null,null,null,null,null,null,null,null,null,null,null,{"$f":"IF('2.3 Valg - Produktionsabon.'!$R$30=1,$E19,0)","v":0},{"$f":"IF('2.3 Valg - Produktionsabon.'!$S$30=1,$E19,0)","v":0},{"$f":"IF(OR('2.3 Valg - Produktionsabon.'!$R$29=1,'2.3 Valg - Produktionsabon.'!$R$31=1),$G19,0)","v":0},{"$f":"IF(OR('2.3 Valg - Produktionsabon.'!$S$29=1,'2.3 Valg - Produktionsabon.'!$S$31=1),$G19,0)","v":0},{"$f":"IF('2.3 Valg - Produktionsabon.'!$R$33=1,$J19,0)","v":0},{"$f":"IF('2.3 Valg - Produktionsabon.'!$S$33=1,$J19,0)","v":0},{"$f":"IF(AND('2.4 Valg - Omkostninger'!$R$21=2,OR('2.1 Valg - Forbrugstariffer'!$V$24=1,'2.1 Valg - Forbrugstariffer'!$V$25=1),OR('2.3 Valg - Produktionsabon.'!R$32=1,'2.3 Valg - Produktionsabon.'!R$34=1)),'3.1 Input - Stamoplysninger'!$G$61, IF(AND('2.4 Valg - Omkostninger'!$R$21=4,OR('2.1 Valg - Forbrugstariffer'!$V$24=1,'2.1 Valg - Forbrugstariffer'!$V$25=1),OR('2.3 Valg - Produktionsabon.'!R$32=1,'2.3 Valg - Produktionsabon.'!R$34=1)),'3.1 Input - Stamoplysninger'!G70,IF(OR('2.3 Valg - Produktionsabon.'!R$32=1,'2.3 Valg - Produktionsabon.'!R$34=1),$M19,0)))","v":0},{"$f":"IF(AND('2.4 Valg - Omkostninger'!$R$21=2,OR('2.1 Valg - Forbrugstariffer'!$V$24=1,'2.1 Valg - Forbrugstariffer'!$V$25=1),OR('2.3 Valg - Produktionsabon.'!S$32=1,'2.3 Valg - Produktionsabon.'!S$34=1)),'3.1 Input - Stamoplysninger'!$G$61, IF(AND('2.4 Valg - Omkostninger'!$R$21=4,OR('2.1 Valg - Forbrugstariffer'!$V$24=1,'2.1 Valg - Forbrugstariffer'!$V$25=1),OR('2.3 Valg - Produktionsabon.'!S$32=1,'2.3 Valg - Produktionsabon.'!S$34=1)),'3.1 Input - Stamoplysninger'!G70,IF(OR('2.3 Valg - Produktionsabon.'!S$32=1,'2.3 Valg - Produktionsabon.'!S$34=1),$M19,0)))","v":0},{"$f":"IF('2.3 Valg - Produktionsabon.'!$R$35=1,Q19,0)","v":0},{"$f":"IF('2.3 Valg - Produktionsabon.'!$S$35=1,Q19,0)","v":0}]
[null,"3. OMKOSTNINGER TIL KUNDECENTER"]
[null,"3.1 Omkostninger til kundecenter",null,{"$f":"IF('2.1 Valg - Forbrugstariffer'!W21=1,IF('2.1 Valg - Forbrugstariffer'!$U$18=2,'4.3 Beregning - Abonnement'!G21,IF('2.1 Valg - Forbrugstariffer'!$U$18=3,'4.3 Beregning - Abonnement'!E21)),0)","v":0},{"$f":"IF('2.1 Valg - Forbrugstariffer'!$U$18=3,G21,0)","v":{"$error":"#DIV/0!"}},{"$f":"IF('2.1 Valg - Forbrugstariffer'!W19=1,E21,0)","v":0},{"$f":"IF('2.1 Valg - Forbrugstariffer'!$U$18>1,'4.2 Beregning - Totale omk.'!$P19/'4.1 Beregning - Mængder'!$G93*1000,0)","v":{"$error":"#DIV/0!"}},{"$f":"IF(OR('2.1 Valg - Forbrugstariffer'!W18=1,'2.1 Valg - Forbrugstariffer'!W20=1),G21,0)","v":0},null,{"$f":"IF('2.1 Valg - Forbrugstariffer'!U31=3,L21,0)","v":{"$error":"#DIV/0!"}},{"$f":"IF('2.1 Valg - Forbrugstariffer'!U37=1,J21,0)","v":0},{"$f":"IF('2.1 Valg - Forbrugstariffer'!U31>1,'4.2 Beregning - Totale omk.'!U19/'4.1 Beregning - Mængder'!K93*1000,0)","v":{"$error":"#DIV/0!"}},{"$f":"IF('2.1 Valg - Forbrugstariffer'!U31>1,L21,0)","v":{"$error":"#DIV/0!"}},{"$f":"IF(OR('2.1 Valg - Forbrugstariffer'!U36=1,'2.1 Valg - Forbrugstariffer'!U38=1),M21,0)","v":0},null,{"$f":"IF('2.1 Valg - Forbrugstariffer'!U44=2,'4.2 Beregning - Totale omk.'!Z19/'4.1 Beregning - Mængder'!O93*1000,0)","v":{"$error":"#DIV/0!"}},{"$f":"IF('2.1 Valg - Forbrugstariffer'!U44=2,P21,0)","v":{"$error":"#DIV/0!"}},null,{"$f":"IF('2.2 Valg - Egenproducenter'!$V$50=1,$E21,0)","v":0},{"$f":"IF('2.2 Valg - Egenproducenter'!$W$50=1,$E21,0)","v":0},{"$f":"IF('2.2 Valg - Egenproducenter'!$X$50=1,$E21,0)","v":0},{"$f":"IF('2.2 Valg - Egenproducenter'!$Y$50=1,$E21,0)","v":0},{"$f":"IF('2.2 Valg - Egenproducenter'!Z50=1,$E21,0)","v":0},null,{"$f":"IF(OR('2.2 Valg - Egenproducenter'!V$47=1,'2.2 Valg - Egenproducenter'!V$53=1),$G21,0)","v":0},{"$f":"IF(OR('2.2 Valg - Egenproducenter'!W$47=1,'2.2 Valg - Egenproducenter'!W$53=1),$G21,0)","v":0},{"$f":"IF(OR('2.2 Valg - Egenproducenter'!X$47=1,'2.2 Valg - Egenproducenter'!X$53=1),$G21,0)","v":0},{"$f":"IF(OR('2.2 Valg - Egenproducenter'!Y$47=1,'2.2 Valg - Egenproducenter'!Y$53=1),$G21,0)","v":0},{"$f":"IF(OR('2.2 Valg - Egenproducenter'!Z$47=1,'2.2 Valg - Egenproducenter'!Z$53=1),$G21,0)","v":0},null,{"$f":"IF('2.2 Valg - Egenproducenter'!$V$59=1,$J21,0)","v":0},{"$f":"IF('2.2 Valg - Egenproducenter'!$W$59=1,$J21,0)","v":0},{"$f":"IF('2.2 Valg - Egenproducenter'!$X$59=1,$J21,0)","v":0},{"$f":"IF('2.2 Valg - Egenproducenter'!$Y$59=1,$J21,0)","v":0},{"$f":"IF('2.2 Valg - Egenproducenter'!$Z$59=1,$J21,0)","v":0},null,{"$f":"IF(AND(OR('2.1 Valg - Forbrugstariffer'!$V$24=1,'2.1 Valg - Forbrugstariffer'!$V$25=1),OR('2.2 Valg - Egenproducenter'!V$56=1,'2.2 Valg - Egenproducenter'!V$62=1)),$L21,IF(OR('2.2 Valg - Egenproducenter'!V$56=1,'2.2 Valg - Egenproducenter'!V$62=1),$M21,0))","v":0},{"$f":"IF(AND(OR('2.1 Valg - Forbrugstariffer'!$V$24=1,'2.1 Valg - Forbrugstariffer'!$V$25=1),OR('2.2 Valg - Egenproducenter'!W$56=1,'2.2 Valg - Egenproducenter'!W$62=1)),$L21,IF(OR('2.2 Valg - Egenproducenter'!W$56=1,'2.2 Valg - Egenproducenter'!W$62=1),$M21,0))","v":0},{"$f":"IF(AND(OR('2.1 Valg - Forbrugstariffer'!$V$24=1,'2.1 Valg - Forbrugstariffer'!$V$25=1),OR('2.2 Valg - Egenproducenter'!X$56=1,'2.2 Valg - Egenproducenter'!X$62=1)),$L21,IF(OR('2.2 Valg - Egenproducenter'!X$56=1,'2.2 Valg - Egenproducenter'!X$62=1),$M21,0))","v":0},{"$f":"IF(AND(OR('2.1 Valg - Forbrugstariffer'!$V$24=1,'2.1 Valg - Forbrugstariffer'!$V$25=1),OR('2.2 Valg - Egenproducenter'!Y$56=1,'2.2 Valg - Egenproducenter'!Y$62=1)),$L21,IF(OR('2.2 Valg - Egenproducenter'!Y$56=1,'2.2 Valg - Egenproducenter'!Y$62=1),$M21,0))","v":0},{"$f":"IF(AND(OR('2.1 Valg - Forbrugstariffer'!$V$24=1,'2.1 Valg - Forbrugstariffer'!$V$25=1),OR('2.2 Valg - Egenproducenter'!Z$56=1,'2.2 Valg - Egenproducenter'!Z$62=1)),$L21,IF(OR('2.2 Valg - Egenproducenter'!Z$56=1,'2.2 Valg - Egenproducenter'!Z$62=1),$M21,0))","v":0},null,{"$f":"IF(AND('2.2 Valg - Egenproducenter'!V$65=1,'2.1 Valg - Forbrugstariffer'!$V$26=1),$P21,IF('2.2 Valg - Egenproducenter'!V$65=1,$Q21,0))","v":0},{"$f":"IF(AND('2.2 Valg - Egenproducenter'!W$65=1,'2.1 Valg - Forbrugstariffer'!$V$26=1),$P21,IF('2.2 Valg - Egenproducenter'!W$65=1,$Q21,0))","v":0},{"$f":"IF(AND('2.2 Valg - Egenproducenter'!X$65=1,'2.1 Valg - Forbrugstariffer'!$V$26=1),$P21,IF('2.2 Valg - Egenproducenter'!X$65=1,$Q21,0))","v":0},{"$f":"IF(AND('2.2 Valg - Egenproducenter'!Y$65=1,'2.1 Valg - Forbrugstariffer'!$V$26=1),$P21,IF('2.2 Valg - Egenproducenter'!Y$65=1,$Q21,0))","v":0},{"$f":"IF(AND('2.2 Valg - Egenproducenter'!Z$65=1,'2.1 Valg - Forbrugstariffer'!$V$26=0),$Q21,IF('2.2 Valg - Egenproducenter'!Z$65=1,$P21,0))","v":0},null,{"$f":"IF('2.2 Valg - Egenproducenter'!V$51=1,$E21,0)","v":0},{"$f":"IF('2.2 Valg - Egenproducenter'!W$51=1,$E21,0)","v":0},{"$f":"IF('2.2 Valg - Egenproducenter'!X$51=1,$E21,0)","v":0},{"$f":"IF('2.2 Valg - Egenproducenter'!Y$51=1,$E21,0)","v":0},{"$f":"IF('2.2 Valg - Egenproducenter'!Z$51=1,$E21,0)","v":0},null,{"$f":"IF(OR('2.2 Valg - Egenproducenter'!V$48=1,'2.2 Valg - Egenproducenter'!V$54=1),$G21,0)","v":0},{"$f":"IF(OR('2.2 Valg - Egenproducenter'!W$48=1,'2.2 Valg - Egenproducenter'!W$54=1),$G21,0)","v":0},{"$f":"IF(OR('2.2 Valg - Egenproducenter'!X$48=1,'2.2 Valg - Egenproducenter'!X$54=1),$G21,0)","v":0},{"$f":"IF(OR('2.2 Valg - Egenproducenter'!Y$48=1,'2.2 Valg - Egenproducenter'!Y$54=1),$G21,0)","v":0},{"$f":"IF(OR('2.2 Valg - Egenproducenter'!Z$48=1,'2.2 Valg - Egenproducenter'!Z$54=1),$G21,0)","v":0},null,{"$f":"IF('2.2 Valg - Egenproducenter'!V$60=1,$J21,0)","v":0},{"$f":"IF('2.2 Valg - Egenproducenter'!W$60=1,$J21,0)","v":0},{"$f":"IF('2.2 Valg - Egenproducenter'!X$60=1,$J21,0)","v":0},{"$f":"IF('2.2 Valg - Egenproducenter'!Y$60=1,$J21,0)","v":0},{"$f":"IF('2.2 Valg - Egenproducenter'!Z$60=1,$J21,0)","v":0},null,{"$f":"IF(AND(OR('2.1 Valg - Forbrugstariffer'!$V$24=1,'2.1 Valg - Forbrugstariffer'!$V$25=1),OR('2.2 Valg - Egenproducenter'!V$57=1,'2.2 Valg - Egenproducenter'!V$63=1)),$L21,IF(OR('2.2 Valg - Egenproducenter'!V$57=1,'2.2 Valg - Egenproducenter'!V$63=1),$M21,0))","v":0},{"$f":"IF(AND(OR('2.1 Valg - Forbrugstariffer'!$V$24=1,'2.1 Valg - Forbrugstariffer'!$V$25=1),OR('2.2 Valg - Egenproducenter'!W$57=1,'2.2 Valg - Egenproducenter'!W$63=1)),$L21,IF(OR('2.2 Valg - Egenproducenter'!W$57=1,'2.2 Valg - Egenproducenter'!W$63=1),$M21,0))","v":0},{"$f":"IF(AND(OR('2.1 Valg - Forbrugstariffer'!$V$24=1,'2.1 Valg - Forbrugstariffer'!$V$25=1),OR('2.2 Valg - Egenproducenter'!X$57=1,'2.2 Valg - Egenproducenter'!X$63=1)),$L21,IF(OR('2.2 Valg - Egenproducenter'!X$57=1,'2.2 Valg - Egenproducenter'!X$63=1),$M21,0))","v":0},{"$f":"IF(AND(OR('2.1 Valg - Forbrugstariffer'!$V$24=1,'2.1 Valg - Forbrugstariffer'!$V$25=1),OR('2.2 Valg - Egenproducenter'!Y$57=1,'2.2 Valg - Egenproducenter'!Y$63=1)),$L21,IF(OR('2.2 Valg - Egenproducenter'!Y$57=1,'2.2 Valg - Egenproducenter'!Y$63=1),$M21,0))","v":0},{"$f":"IF(AND(OR('2.1 Valg - Forbrugstariffer'!$V$24=1,'2.1 Valg - Forbrugstariffer'!$V$25=1),OR('2.2 Valg - Egenproducenter'!Z$57=1,'2.2 Valg - Egenproducenter'!Z$63=1)),$L21,IF(OR('2.2 Valg - Egenproducenter'!Z$57=1,'2.2 Valg - Egenproducenter'!Z$63=1),$M21,0))","v":0},null,{"$f":"IF(AND('2.2 Valg - Egenproducenter'!V$66=1,'2.1 Valg - Forbrugstariffer'!$V$26=1),$P21,IF('2.2 Valg - Egenproducenter'!V$66=1,$Q21,0))","v":0},{"$f":"IF(AND('2.2 Valg - Egenproducenter'!W$66=1,'2.1 Valg - Forbrugstariffer'!$V$26=1),$P21,IF('2.2 Valg - Egenproducenter'!W$66=1,$Q21,0))","v":0},{"$f":"IF(AND('2.2 Valg - Egenproducenter'!X$66=1,'2.1 Valg - Forbrugstariffer'!$V$26=1),$P21,IF('2.2 Valg - Egenproducenter'!X$66=1,$Q21,0))","v":0},{"$f":"IF(AND('2.2 Valg - Egenproducenter'!Y$66=1,'2.1 Valg - Forbrugstariffer'!$V$26=1),$P21,IF('2.2 Valg - Egenproducenter'!Y$66=1,$Q21,0))","v":0},{"$f":"IF(AND('2.2 Valg - Egenproducenter'!Z$66=1,'2.1 Valg - Forbrugstariffer'!$V$26=1),$P21,IF('2.2 Valg - Egenproducenter'!Z$66=1,$Q21,0))","v":0},null,null,null,{"$f":"IF('2.2 Valg - Egenproducenter'!X$52=1,$E21,0)","v":0},{"$f":"IF('2.2 Valg - Egenproducenter'!Y$52=1,$E21,0)","v":0},null,null,null,null,{"$f":"IF(OR('2.2 Valg - Egenproducenter'!X$49=1,'2.2 Valg - Egenproducenter'!X$55=1),$G21,0)","v":0},{"$f":"IF(OR('2.2 Valg - Egenproducenter'!Y$49=1,'2.2 Valg - Egenproducenter'!Y$55=1),$G21,0)","v":0},null,null,null,null,{"$f":"IF('2.2 Valg - Egenproducenter'!X$61=1,$J21,0)","v":0},{"$f":"IF('2.2 Valg - Egenproducenter'!Y$61=1,$J21,0)","v":0},null,null,null,null,{"$f":"IF(AND(OR('2.1 Valg - Forbrugstariffer'!$V$24=1,'2.1 Valg - Forbrugstariffer'!$V$25=1),OR('2.2 Valg - Egenproducenter'!X$58=1,'2.2 Valg - Egenproducenter'!X$64=1)),$L21,IF(OR('2.2 Valg - Egenproducenter'!X$58=1,'2.2 Valg - Egenproducenter'!X$64=1),$M21,0))","v":0},{"$f":"IF(AND(OR('2.1 Valg - Forbrugstariffer'!$V$24=1,'2.1 Valg - Forbrugstariffer'!$V$25=1),OR('2.2 Valg - Egenproducenter'!Y$58=1,'2.2 Valg - Egenproducenter'!Y$64=1)),$L21,IF(OR('2.2 Valg - Egenproducenter'!Y$58=1,'2.2 Valg - Egenproducenter'!Y$64=1),$M21,0))","v":0},null,null,null,null,{"$f":"IF(AND('2.2 Valg - Egenproducenter'!X$67=1,'2.1 Valg - Forbrugstariffer'!$V$26=1),$P21,IF('2.2 Valg - Egenproducenter'!X$67=1,$Q21,0))","v":0},{"$f":"IF(AND('2.2 Valg - Egenproducenter'!Y$67=1,'2.1 Valg - Forbrugstariffer'!$V$26=1),$P21,IF('2.2 Valg - Egenproducenter'!Y$67=1,$Q21,0))","v":0},{"$f":"IF(AND('2.2 Valg - Egenproducenter'!Z$67=1,'2.1 Valg - Forbrugstariffer'!$V$26=1),$P21,IF('2.2 Valg - Egenproducenter'!Z$67=1,$Q21,0))","v":0},null,{"$f":"IF('2.3 Valg - Produktionsabon.'!$R$30=1,$E21,0)","v":0},{"$f":"IF('2.3 Valg - Produktionsabon.'!$S$30=1,$E21,0)","v":0},{"$f":"IF(OR('2.3 Valg - Produktionsabon.'!$R$29=1,'2.3 Valg - Produktionsabon.'!$R$31=1),$G21,0)","v":0},{"$f":"IF(OR('2.3 Valg - Produktionsabon.'!$S$29=1,'2.3 Valg - Produktionsabon.'!$S$31=1),$G21,0)","v":0},{"$f":"IF('2.3 Valg - Produktionsabon.'!$R$33=1,$J21,0)","v":0},{"$f":"IF('2.3 Valg - Produktionsabon.'!$S$33=1,$J21,0)","v":0},{"$f":"IF(AND(OR('2.1 Valg - Forbrugstariffer'!$V$24=1,'2.1 Valg - Forbrugstariffer'!$V$25=1),OR('2.3 Valg - Produktionsabon.'!$R$32=1,'2.3 Valg - Produktionsabon.'!$R$34=1)),$L21,IF(OR('2.3 Valg - Produktionsabon.'!$R$32=1,'2.3 Valg - Produktionsabon.'!$R$34=1),$M21,0))","v":0},{"$f":"IF(AND(OR('2.1 Valg - Forbrugstariffer'!$V$24=1,'2.1 Valg - Forbrugstariffer'!$V$25=1),OR('2.3 Valg - Produktionsabon.'!$S$32=1,'2.3 Valg - Produktionsabon.'!$S$34=1)),$L21,IF(OR('2.3 Valg - Produktionsabon.'!$S$32=1,'2.3 Valg - Produktionsabon.'!$S$34=1),$M21,0))","v":0},{"$f":"IF('2.3 Valg - Produktionsabon.'!$R$35=1,Q21,0)","v":0},{"$f":"IF('2.3 Valg - Produktionsabon.'!$S$35=1,Q21,0)","v":0}]
[null,"4. GENEREL ADMINISTRATION "]
[null,"4.1 Generel administration",null,{"$f":"IF('2.1 Valg - Forbrugstariffer'!W21=1,IF('2.1 Valg - Forbrugstariffer'!$U$18=2,'4.3 Beregning - Abonnement'!G23,IF('2.1 Valg - Forbrugstariffer'!$U$18=3,'4.3 Beregning - Abonnement'!E23)),0)","v":0},{"$f":"IF('2.1 Valg - Forbrugstariffer'!$U$18=3,G23,0)","v":{"$error":"#DIV/0!"}},{"$f":"IF('2.1 Valg - Forbrugstariffer'!W19=1,E23,0)","v":0},{"$f":"IF('2.1 Valg - Forbrugstariffer'!$U$18>1,'4.2 Beregning - Totale omk.'!$P21/'4.1 Beregning - Mængder'!$G95*1000,0)","v":{"$error":"#DIV/0!"}},{"$f":"IF(OR('2.1 Valg - Forbrugstariffer'!W18=1,'2.1 Valg - Forbrugstariffer'!W20=1),G23,0)","v":0},null,{"$f":"IF('2.1 Valg - Forbrugstariffer'!U31=3,L23,0)","v":{"$error":"#DIV/0!"}},{"$f":"IF('2.1 Valg - Forbrugstariffer'!U37=1,J23,0)","v":0},{"$f":"IF('2.1 Valg - Forbrugstariffer'!U31>1,'4.2 Beregning - Totale omk.'!U21/'4.1 Beregning - Mængder'!K95*1000,0)","v":{"$error":"#DIV/0!"}},{"$f":"IF('2.1 Valg - Forbrugstariffer'!U31>1,L23,0)","v":{"$error":"#DIV/0!"}},{"$f":"IF(OR('2.1 Valg - Forbrugstariffer'!U36=1,'2.1 Valg - Forbrugstariffer'!U38=1),M23,0)","v":0},null,{"$f":"IF('2.1 Valg - Forbrugstariffer'!U44=2,'4.2 Beregning - Totale omk.'!Z21/'4.1 Beregning - Mængder'!O95*1000,0)","v":{"$error":"#DIV/0!"}},{"$f":"IF('2.1 Valg - Forbrugstariffer'!U44=2,P23,0)","v":{"$error":"#DIV/0!"}},null,{"$f":"IF('2.2 Valg - Egenproducenter'!$V$50=1,$E23,0)","v":0},{"$f":"IF('2.2 Valg - Egenproducenter'!$W$50=1,$E23,0)","v":0},{"$f":"IF('2.2 Valg - Egenproducenter'!$X$50=1,$E23,0)","v":0},{"$f":"IF('2.2 Valg - Egenproducenter'!$Y$50=1,$E23,0)","v":0},{"$f":"IF('2.2 Valg - Egenproducenter'!Z50=1,$E23,0)","v":0},null,{"$f":"IF(OR('2.2 Valg - Egenproducenter'!V$47=1,'2.2 Valg - Egenproducenter'!V$53=1),$G23,0)","v":0},{"$f":"IF(OR('2.2 Valg - Egenproducenter'!W$47=1,'2.2 Valg - Egenproducenter'!W$53=1),$G23,0)","v":0},{"$f":"IF(OR('2.2 Valg - Egenproducenter'!X$47=1,'2.2 Valg - Egenproducenter'!X$53=1),$G23,0)","v":0},{"$f":"IF(OR('2.2 Valg - Egenproducenter'!Y$47=1,'2.2 Valg - Egenproducenter'!Y$53=1),$G23,0)","v":0},{"$f":"IF(OR('2.2 Valg - Egenproducenter'!Z$47=1,'2.2 Valg - Egenproducenter'!Z$53=1),$G23,0)","v":0},null,{"$f":"IF('2.2 Valg - Egenproducenter'!$V$59=1,$J23,0)","v":0},{"$f":"IF('2.2 Valg - Egenproducenter'!$W$59=1,$J23,0)","v":0},{"$f":"IF('2.2 Valg - Egenproducenter'!$X$59=1,$J23,0)","v":0},{"$f":"IF('2.2 Valg - Egenproducenter'!$Y$59=1,$J23,0)","v":0},{"$f":"IF('2.2 Valg - Egenproducenter'!$Z$59=1,$J23,0)","v":0},null,{"$f":"IF(AND(OR('2.1 Valg - Forbrugstariffer'!$V$24=1,'2.1 Valg - Forbrugstariffer'!$V$25=1),OR('2.2 Valg - Egenproducenter'!V$56=1,'2.2 Valg - Egenproducenter'!V$62=1)),$L23,IF(OR('2.2 Valg - Egenproducenter'!V$56=1,'2.2 Valg - Egenproducenter'!V$62=1),$M23,0))","v":0},{"$f":"IF(AND(OR('2.1 Valg - Forbrugstariffer'!$V$24=1,'2.1 Valg - Forbrugstariffer'!$V$25=1),OR('2.2 Valg - Egenproducenter'!W$56=1,'2.2 Valg - Egenproducenter'!W$62=1)),$L23,IF(OR('2.2 Valg - Egenproducenter'!W$56=1,'2.2 Valg - Egenproducenter'!W$62=1),$M23,0))","v":0},{"$f":"IF(AND(OR('2.1 Valg - Forbrugstariffer'!$V$24=1,'2.1 Valg - Forbrugstariffer'!$V$25=1),OR('2.2 Valg - Egenproducenter'!X$56=1,'2.2 Valg - Egenproducenter'!X$62=1)),$L23,IF(OR('2.2 Valg - Egenproducenter'!X$56=1,'2.2 Valg - Egenproducenter'!X$62=1),$M23,0))","v":0},{"$f":"IF(AND(OR('2.1 Valg - Forbrugstariffer'!$V$24=1,'2.1 Valg - Forbrugstariffer'!$V$25=1),OR('2.2 Valg - Egenproducenter'!Y$56=1,'2.2 Valg - Egenproducenter'!Y$62=1)),$L23,IF(OR('2.2 Valg - Egenproducenter'!Y$56=1,'2.2 Valg - Egenproducenter'!Y$62=1),$M23,0))","v":0},{"$f":"IF(AND(OR('2.1 Valg - Forbrugstariffer'!$V$24=1,'2.1 Valg - Forbrugstariffer'!$V$25=1),OR('2.2 Valg - Egenproducenter'!Z$56=1,'2.2 Valg - Egenproducenter'!Z$62=1)),$L23,IF(OR('2.2 Valg - Egenproducenter'!Z$56=1,'2.2 Valg - Egenproducenter'!Z$62=1),$M23,0))","v":0},null,{"$f":"IF(AND('2.2 Valg - Egenproducenter'!V$65=1,'2.1 Valg - Forbrugstariffer'!$V$26=1),$P23,IF('2.2 Valg - Egenproducenter'!V$65=1,$Q23,0))","v":0},{"$f":"IF(AND('2.2 Valg - Egenproducenter'!W$65=1,'2.1 Valg - Forbrugstariffer'!$V$26=1),$P23,IF('2.2 Valg - Egenproducenter'!W$65=1,$Q23,0))","v":0},{"$f":"IF(AND('2.2 Valg - Egenproducenter'!X$65=1,'2.1 Valg - Forbrugstariffer'!$V$26=1),$P23,IF('2.2 Valg - Egenproducenter'!X$65=1,$Q23,0))","v":0},{"$f":"IF(AND('2.2 Valg - Egenproducenter'!Y$65=1,'2.1 Valg - Forbrugstariffer'!$V$26=1),$P23,IF('2.2 Valg - Egenproducenter'!Y$65=1,$Q23,0))","v":0},{"$f":"IF(AND('2.2 Valg - Egenproducenter'!Z$65=1,'2.1 Valg - Forbrugstariffer'!$V$26=0),$Q23,IF('2.2 Valg - Egenproducenter'!Z$65=1,$P23,0))","v":0},null,{"$f":"IF('2.2 Valg - Egenproducenter'!V$51=1,$E23,0)","v":0},{"$f":"IF('2.2 Valg - Egenproducenter'!W$51=1,$E23,0)","v":0},{"$f":"IF('2.2 Valg - Egenproducenter'!X$51=1,$E23,0)","v":0},{"$f":"IF('2.2 Valg - Egenproducenter'!Y$51=1,$E23,0)","v":0},{"$f":"IF('2.2 Valg - Egenproducenter'!Z$51=1,$E23,0)","v":0},null,{"$f":"IF(OR('2.2 Valg - Egenproducenter'!V$48=1,'2.2 Valg - Egenproducenter'!V$54=1),$G23,0)","v":0},{"$f":"IF(OR('2.2 Valg - Egenproducenter'!W$48=1,'2.2 Valg - Egenproducenter'!W$54=1),$G23,0)","v":0},{"$f":"IF(OR('2.2 Valg - Egenproducenter'!X$48=1,'2.2 Valg - Egenproducenter'!X$54=1),$G23,0)","v":0},{"$f":"IF(OR('2.2 Valg - Egenproducenter'!Y$48=1,'2.2 Valg - Egenproducenter'!Y$54=1),$G23,0)","v":0},{"$f":"IF(OR('2.2 Valg - Egenproducenter'!Z$48=1,'2.2 Valg - Egenproducenter'!Z$54=1),$G23,0)","v":0},null,{"$f":"IF('2.2 Valg - Egenproducenter'!V$60=1,$J23,0)","v":0},{"$f":"IF('2.2 Valg - Egenproducenter'!W$60=1,$J23,0)","v":0},{"$f":"IF('2.2 Valg - Egenproducenter'!X$60=1,$J23,0)","v":0},{"$f":"IF('2.2 Valg - Egenproducenter'!Y$60=1,$J23,0)","v":0},{"$f":"IF('2.2 Valg - Egenproducenter'!Z$60=1,$J23,0)","v":0},null,{"$f":"IF(AND(OR('2.1 Valg - Forbrugstariffer'!$V$24=1,'2.1 Valg - Forbrugstariffer'!$V$25=1),OR('2.2 Valg - Egenproducenter'!V$57=1,'2.2 Valg - Egenproducenter'!V$63=1)),$L23,IF(OR('2.2 Valg - Egenproducenter'!V$57=1,'2.2 Valg - Egenproducenter'!V$63=1),$M23,0))","v":0},{"$f":"IF(AND(OR('2.1 Valg - Forbrugstariffer'!$V$24=1,'2.1 Valg - Forbrugstariffer'!$V$25=1),OR('2.2 Valg - Egenproducenter'!W$57=1,'2.2 Valg - Egenproducenter'!W$63=1)),$L23,IF(OR('2.2 Valg - Egenproducenter'!W$57=1,'2.2 Valg - Egenproducenter'!W$63=1),$M23,0))","v":0},{"$f":"IF(AND(OR('2.1 Valg - Forbrugstariffer'!$V$24=1,'2.1 Valg - Forbrugstariffer'!$V$25=1),OR('2.2 Valg - Egenproducenter'!X$57=1,'2.2 Valg - Egenproducenter'!X$63=1)),$L23,IF(OR('2.2 Valg - Egenproducenter'!X$57=1,'2.2 Valg - Egenproducenter'!X$63=1),$M23,0))","v":0},{"$f":"IF(AND(OR('2.1 Valg - Forbrugstariffer'!$V$24=1,'2.1 Valg - Forbrugstariffer'!$V$25=1),OR('2.2 Valg - Egenproducenter'!Y$57=1,'2.2 Valg - Egenproducenter'!Y$63=1)),$L23,IF(OR('2.2 Valg - Egenproducenter'!Y$57=1,'2.2 Valg - Egenproducenter'!Y$63=1),$M23,0))","v":0},{"$f":"IF(AND(OR('2.1 Valg - Forbrugstariffer'!$V$24=1,'2.1 Valg - Forbrugstariffer'!$V$25=1),OR('2.2 Valg - Egenproducenter'!Z$57=1,'2.2 Valg - Egenproducenter'!Z$63=1)),$L23,IF(OR('2.2 Valg - Egenproducenter'!Z$57=1,'2.2 Valg - Egenproducenter'!Z$63=1),$M23,0))","v":0},null,{"$f":"IF(AND('2.2 Valg - Egenproducenter'!V$66=1,'2.1 Valg - Forbrugstariffer'!$V$26=1),$P23,IF('2.2 Valg - Egenproducenter'!V$66=1,$Q23,0))","v":0},{"$f":"IF(AND('2.2 Valg - Egenproducenter'!W$66=1,'2.1 Valg - Forbrugstariffer'!$V$26=1),$P23,IF('2.2 Valg - Egenproducenter'!W$66=1,$Q23,0))","v":0},{"$f":"IF(AND('2.2 Valg - Egenproducenter'!X$66=1,'2.1 Valg - Forbrugstariffer'!$V$26=1),$P23,IF('2.2 Valg - Egenproducenter'!X$66=1,$Q23,0))","v":0},{"$f":"IF(AND('2.2 Valg - Egenproducenter'!Y$66=1,'2.1 Valg - Forbrugstariffer'!$V$26=1),$P23,IF('2.2 Valg - Egenproducenter'!Y$66=1,$Q23,0))","v":0},{"$f":"IF(AND('2.2 Valg - Egenproducenter'!Z$66=1,'2.1 Valg - Forbrugstariffer'!$V$26=1),$P23,IF('2.2 Valg - Egenproducenter'!Z$66=1,$Q23,0))","v":0},null,null,null,{"$f":"IF('2.2 Valg - Egenproducenter'!X$52=1,$E23,0)","v":0},{"$f":"IF('2.2 Valg - Egenproducenter'!Y$52=1,$E23,0)","v":0},null,null,null,null,{"$f":"IF(OR('2.2 Valg - Egenproducenter'!X$49=1,'2.2 Valg - Egenproducenter'!X$55=1),$G23,0)","v":0},{"$f":"IF(OR('2.2 Valg - Egenproducenter'!Y$49=1,'2.2 Valg - Egenproducenter'!Y$55=1),$G23,0)","v":0},null,null,null,null,{"$f":"IF('2.2 Valg - Egenproducenter'!X$61=1,$J23,0)","v":0},{"$f":"IF('2.2 Valg - Egenproducenter'!Y$61=1,$J23,0)","v":0},null,null,null,null,{"$f":"IF(AND(OR('2.1 Valg - Forbrugstariffer'!$V$24=1,'2.1 Valg - Forbrugstariffer'!$V$25=1),OR('2.2 Valg - Egenproducenter'!X$58=1,'2.2 Valg - Egenproducenter'!X$64=1)),$L23,IF(OR('2.2 Valg - Egenproducenter'!X$58=1,'2.2 Valg - Egenproducenter'!X$64=1),$M23,0))","v":0},{"$f":"IF(AND(OR('2.1 Valg - Forbrugstariffer'!$V$24=1,'2.1 Valg - Forbrugstariffer'!$V$25=1),OR('2.2 Valg - Egenproducenter'!Y$58=1,'2.2 Valg - Egenproducenter'!Y$64=1)),$L23,IF(OR('2.2 Valg - Egenproducenter'!Y$58=1,'2.2 Valg - Egenproducenter'!Y$64=1),$M23,0))","v":0},null,null,null,null,{"$f":"IF(AND('2.2 Valg - Egenproducenter'!X$67=1,'2.1 Valg - Forbrugstariffer'!$V$26=1),$P23,IF('2.2 Valg - Egenproducenter'!X$67=1,$Q23,0))","v":0},{"$f":"IF(AND('2.2 Valg - Egenproducenter'!Y$67=1,'2.1 Valg - Forbrugstariffer'!$V$26=1),$P23,IF('2.2 Valg - Egenproducenter'!Y$67=1,$Q23,0))","v":0},{"$f":"IF(AND('2.2 Valg - Egenproducenter'!Z$67=1,'2.1 Valg - Forbrugstariffer'!$V$26=1),$P23,IF('2.2 Valg - Egenproducenter'!Z$67=1,$Q23,0))","v":0},null,{"$f":"IF('2.3 Valg - Produktionsabon.'!$R$30=1,$E23,0)","v":0},{"$f":"IF('2.3 Valg - Produktionsabon.'!$S$30=1,$E23,0)","v":0},{"$f":"IF(OR('2.3 Valg - Produktionsabon.'!$R$29=1,'2.3 Valg - Produktionsabon.'!$R$31=1),$G23,0)","v":0},{"$f":"IF(OR('2.3 Valg - Produktionsabon.'!$S$29=1,'2.3 Valg - Produktionsabon.'!$S$31=1),$G23,0)","v":0},{"$f":"IF('2.3 Valg - Produktionsabon.'!$R$33=1,$J23,0)","v":0},{"$f":"IF('2.3 Valg - Produktionsabon.'!$S$33=1,$J23,0)","v":0},{"$f":"IF(AND(OR('2.1 Valg - Forbrugstariffer'!$V$24=1,'2.1 Valg - Forbrugstariffer'!$V$25=1),OR('2.3 Valg - Produktionsabon.'!$R$32=1,'2.3 Valg - Produktionsabon.'!$R$34=1)),$L23,IF(OR('2.3 Valg - Produktionsabon.'!$R$32=1,'2.3 Valg - Produktionsabon.'!$R$34=1),$M23,0))","v":0},{"$f":"IF(AND(OR('2.1 Valg - Forbrugstariffer'!$V$24=1,'2.1 Valg - Forbrugstariffer'!$V$25=1),OR('2.3 Valg - Produktionsabon.'!$S$32=1,'2.3 Valg - Produktionsabon.'!$S$34=1)),$L23,IF(OR('2.3 Valg - Produktionsabon.'!$S$32=1,'2.3 Valg - Produktionsabon.'!$S$34=1),$M23,0))","v":0},{"$f":"IF('2.3 Valg - Produktionsabon.'!$R$35=1,Q23,0)","v":0},{"$f":"IF('2.3 Valg - Produktionsabon.'!$S$35=1,Q23,0)","v":0}]
[null,"5. ENERGISPAREINDSATS"]
[null,"5.1 Faste omkostninger til energispareindsats",null,{"$f":"IF('2.1 Valg - Forbrugstariffer'!W21=1,IF('2.1 Valg - Forbrugstariffer'!$U$18=2,'4.3 Beregning - Abonnement'!G25,IF('2.1 Valg - Forbrugstariffer'!$U$18=3,'4.3 Beregning - Abonnement'!E25)),0)","v":0},{"$f":"IF('2.1 Valg - Forbrugstariffer'!$U$18=3,G25,0)","v":0},null,{"$f":"IFERROR(IF('2.1 Valg - Forbrugstariffer'!$U$18>1,'4.2 Beregning - Totale omk.'!$P23/'4.1 Beregning - Mængder'!$G97*1000,0),0)","v":0},null,null,{"$f":"IF('2.1 Valg - Forbrugstariffer'!U31=3,L25,0)","v":0},null,{"$f":"IFERROR(IF('2.1 Valg - Forbrugstariffer'!U31>1,'4.2 Beregning - Totale omk.'!U23/'4.1 Beregning - Mængder'!K97*1000,0),0)","v":0},{"$f":"IF('2.1 Valg - Forbrugstariffer'!U31>1,L25,0)","v":0},null,null,{"$f":"IF('2.1 Valg - Forbrugstariffer'!U44=2,'4.2 Beregning - Totale omk.'!Z23/'4.1 Beregning - Mængder'!O97*1000,0)","v":{"$error":"#DIV/0!"}},{"$f":"IF('2.1 Valg - Forbrugstariffer'!U44=2,P25,0)","v":{"$error":"#DIV/0!"}},null,{"$f":"IF('2.2 Valg - Egenproducenter'!$V$50=1,$E25,0)","v":0},{"$f":"IF('2.2 Valg - Egenproducenter'!$W$50=1,$E25,0)","v":0},{"$f":"IF('2.2 Valg - Egenproducenter'!$X$50=1,$E25,0)","v":0},{"$f":"IF('2.2 Valg - Egenproducenter'!$Y$50=1,$E25,0)","v":0},{"$f":"IF('2.2 Valg - Egenproducenter'!Z50=1,$E25,0)","v":0},null,{"$f":"IF(OR('2.2 Valg - Egenproducenter'!V$47=1,'2.2 Valg - Egenproducenter'!V$53=1),$G25,0)","v":0},{"$f":"IF(OR('2.2 Valg - Egenproducenter'!W$47=1,'2.2 Valg - Egenproducenter'!W$53=1),$G25,0)","v":0},{"$f":"IF(OR('2.2 Valg - Egenproducenter'!X$47=1,'2.2 Valg - Egenproducenter'!X$53=1),$G25,0)","v":0},{"$f":"IF(OR('2.2 Valg - Egenproducenter'!Y$47=1,'2.2 Valg - Egenproducenter'!Y$53=1),$G25,0)","v":0},{"$f":"IF(OR('2.2 Valg - Egenproducenter'!Z$47=1,'2.2 Valg - Egenproducenter'!Z$53=1),$G25,0)","v":0},null,{"$f":"IF('2.2 Valg - Egenproducenter'!$V$59=1,$J25,0)","v":0},{"$f":"IF('2.2 Valg - Egenproducenter'!$W$59=1,$J25,0)","v":0},{"$f":"IF('2.2 Valg - Egenproducenter'!$X$59=1,$J25,0)","v":0},{"$f":"IF('2.2 Valg - Egenproducenter'!$Y$59=1,$J25,0)","v":0},{"$f":"IF('2.2 Valg - Egenproducenter'!$Z$59=1,$J25,0)","v":0},null,{"$f":"IF(AND(OR('2.1 Valg - Forbrugstariffer'!$V$24=1,'2.1 Valg - Forbrugstariffer'!$V$25=1),OR('2.2 Valg - Egenproducenter'!V$56=1,'2.2 Valg - Egenproducenter'!V$62=1)),$L25,IF(OR('2.2 Valg - Egenproducenter'!V$56=1,'2.2 Valg - Egenproducenter'!V$62=1),$M25,0))","v":0},{"$f":"IF(AND(OR('2.1 Valg - Forbrugstariffer'!$V$24=1,'2.1 Valg - Forbrugstariffer'!$V$25=1),OR('2.2 Valg - Egenproducenter'!W$56=1,'2.2 Valg - Egenproducenter'!W$62=1)),$L25,IF(OR('2.2 Valg - Egenproducenter'!W$56=1,'2.2 Valg - Egenproducenter'!W$62=1),$M25,0))","v":0},{"$f":"IF(AND(OR('2.1 Valg - Forbrugstariffer'!$V$24=1,'2.1 Valg - Forbrugstariffer'!$V$25=1),OR('2.2 Valg - Egenproducenter'!X$56=1,'2.2 Valg - Egenproducenter'!X$62=1)),$L25,IF(OR('2.2 Valg - Egenproducenter'!X$56=1,'2.2 Valg - Egenproducenter'!X$62=1),$M25,0))","v":0},{"$f":"IF(AND(OR('2.1 Valg - Forbrugstariffer'!$V$24=1,'2.1 Valg - Forbrugstariffer'!$V$25=1),OR('2.2 Valg - Egenproducenter'!Y$56=1,'2.2 Valg - Egenproducenter'!Y$62=1)),$L25,IF(OR('2.2 Valg - Egenproducenter'!Y$56=1,'2.2 Valg - Egenproducenter'!Y$62=1),$M25,0))","v":0},{"$f":"IF(AND(OR('2.1 Valg - Forbrugstariffer'!$V$24=1,'2.1 Valg - Forbrugstariffer'!$V$25=1),OR('2.2 Valg - Egenproducenter'!Z$56=1,'2.2 Valg - Egenproducenter'!Z$62=1)),$L25,IF(OR('2.2 Valg - Egenproducenter'!Z$56=1,'2.2 Valg - Egenproducenter'!Z$62=1),$M25,0))","v":0},null,{"$f":"IF(AND('2.2 Valg - Egenproducenter'!V$65=1,'2.1 Valg - Forbrugstariffer'!$V$26=1),$P25,IF('2.2 Valg - Egenproducenter'!V$65=1,$Q25,0))","v":0},{"$f":"IF(AND('2.2 Valg - Egenproducenter'!W$65=1,'2.1 Valg - Forbrugstariffer'!$V$26=1),$P25,IF('2.2 Valg - Egenproducenter'!W$65=1,$Q25,0))","v":0},{"$f":"IF(AND('2.2 Valg - Egenproducenter'!X$65=1,'2.1 Valg - Forbrugstariffer'!$V$26=1),$P25,IF('2.2 Valg - Egenproducenter'!X$65=1,$Q25,0))","v":0},{"$f":"IF(AND('2.2 Valg - Egenproducenter'!Y$65=1,'2.1 Valg - Forbrugstariffer'!$V$26=1),$P25,IF('2.2 Valg - Egenproducenter'!Y$65=1,$Q25,0))","v":0},{"$f":"IF(AND('2.2 Valg - Egenproducenter'!Z$65=1,'2.1 Valg - Forbrugstariffer'!$V$26=0),$Q25,IF('2.2 Valg - Egenproducenter'!Z$65=1,$P25,0))","v":0}]
[null,"5.2 Variable omkostninger til energispareindsats"]
[null,"6. NETTAB"]
[null,"6.1 Omkostninger ved nettab (kun ledningsnet)"]
[null,"6.2 Omkostninger ved nettab (transformerstationer)"]
[null,"7. ØVRIGE OMKOSTNINGER"]
[null,"7.1 Øvrige omkostninger",null,{"$f":"IF('2.1 Valg - Forbrugstariffer'!W21=1,IF('2.1 Valg - Forbrugstariffer'!$U$18=2,'4.3 Beregning - Abonnement'!G31,IF('2.1 Valg - Forbrugstariffer'!$U$18=3,'4.3 Beregning - Abonnement'!E31)),0)","v":0},{"$f":"IF('2.1 Valg - Forbrugstariffer'!$U$18=3,G31,0)","v":{"$error":"#DIV/0!"}},{"$f":"IF('2.1 Valg - Forbrugstariffer'!W19=1,E31,0)","v":0},{"$f":"IF('2.1 Valg - Forbrugstariffer'!$U$18>1,'4.2 Beregning - Totale omk.'!$P29/'4.1 Beregning - Mængder'!$G103*1000,0)","v":{"$error":"#DIV/0!"}},{"$f":"IF(OR('2.1 Valg - Forbrugstariffer'!W18=1,'2.1 Valg - Forbrugstariffer'!W20=1),G31,0)","v":0},null,{"$f":"IF('2.1 Valg - Forbrugstariffer'!U31=3,L31,0)","v":{"$error":"#DIV/0!"}},{"$f":"IF('2.1 Valg - Forbrugstariffer'!U37=1,J31,0)","v":0},{"$f":"IF('2.1 Valg - Forbrugstariffer'!U31>1,'4.2 Beregning - Totale omk.'!U29/'4.1 Beregning - Mængder'!K103*1000,0)","v":{"$error":"#DIV/0!"}},{"$f":"IF('2.1 Valg - Forbrugstariffer'!U31>1,L31,0)","v":{"$error":"#DIV/0!"}},{"$f":"IF(OR('2.1 Valg - Forbrugstariffer'!U36=1,'2.1 Valg - Forbrugstariffer'!U38=1),M31,0)","v":0},null,{"$f":"IF('2.1 Valg - Forbrugstariffer'!U44=2,'4.2 Beregning - Totale omk.'!Z29/'4.1 Beregning - Mængder'!O103*1000,0)","v":{"$error":"#DIV/0!"}},{"$f":"IF('2.1 Valg - Forbrugstariffer'!U44=2,P31,0)","v":{"$error":"#DIV/0!"}},null,{"$f":"IF('2.2 Valg - Egenproducenter'!$V$50=1,$E31,0)","v":0},{"$f":"IF('2.2 Valg - Egenproducenter'!$W$50=1,$E31,0)","v":0},{"$f":"IF('2.2 Valg - Egenproducenter'!$X$50=1,$E31,0)","v":0},{"$f":"IF('2.2 Valg - Egenproducenter'!$Y$50=1,$E31,0)","v":0},{"$f":"IF('2.2 Valg - Egenproducenter'!Z50=1,$E31,0)","v":0},null,{"$f":"IF(OR('2.2 Valg - Egenproducenter'!V$47=1,'2.2 Valg - Egenproducenter'!V$53=1),$G31,0)","v":0},{"$f":"IF(OR('2.2 Valg - Egenproducenter'!W$47=1,'2.2 Valg - Egenproducenter'!W$53=1),$G31,0)","v":0},{"$f":"IF(OR('2.2 Valg - Egenproducenter'!X$47=1,'2.2 Valg - Egenproducenter'!X$53=1),$G31,0)","v":0},{"$f":"IF(OR('2.2 Valg - Egenproducenter'!Y$47=1,'2.2 Valg - Egenproducenter'!Y$53=1),$G31,0)","v":0},{"$f":"IF(OR('2.2 Valg - Egenproducenter'!Z$47=1,'2.2 Valg - Egenproducenter'!Z$53=1),$G31,0)","v":0},null,{"$f":"IF('2.2 Valg - Egenproducenter'!$V$59=1,$J31,0)","v":0},{"$f":"IF('2.2 Valg - Egenproducenter'!$W$59=1,$J31,0)","v":0},{"$f":"IF('2.2 Valg - Egenproducenter'!$X$59=1,$J31,0)","v":0},{"$f":"IF('2.2 Valg - Egenproducenter'!$Y$59=1,$J31,0)","v":0},{"$f":"IF('2.2 Valg - Egenproducenter'!$Z$59=1,$J31,0)","v":0},null,{"$f":"IF(AND(OR('2.1 Valg - Forbrugstariffer'!$V$24=1,'2.1 Valg - Forbrugstariffer'!$V$25=1),OR('2.2 Valg - Egenproducenter'!V$56=1,'2.2 Valg - Egenproducenter'!V$62=1)),$L31,IF(OR('2.2 Valg - Egenproducenter'!V$56=1,'2.2 Valg - Egenproducenter'!V$62=1),$M31,0))","v":0},{"$f":"IF(AND(OR('2.1 Valg - Forbrugstariffer'!$V$24=1,'2.1 Valg - Forbrugstariffer'!$V$25=1),OR('2.2 Valg - Egenproducenter'!W$56=1,'2.2 Valg - Egenproducenter'!W$62=1)),$L31,IF(OR('2.2 Valg - Egenproducenter'!W$56=1,'2.2 Valg - Egenproducenter'!W$62=1),$M31,0))","v":0},{"$f":"IF(AND(OR('2.1 Valg - Forbrugstariffer'!$V$24=1,'2.1 Valg - Forbrugstariffer'!$V$25=1),OR('2.2 Valg - Egenproducenter'!X$56=1,'2.2 Valg - Egenproducenter'!X$62=1)),$L31,IF(OR('2.2 Valg - Egenproducenter'!X$56=1,'2.2 Valg - Egenproducenter'!X$62=1),$M31,0))","v":0},{"$f":"IF(AND(OR('2.1 Valg - Forbrugstariffer'!$V$24=1,'2.1 Valg - Forbrugstariffer'!$V$25=1),OR('2.2 Valg - Egenproducenter'!Y$56=1,'2.2 Valg - Egenproducenter'!Y$62=1)),$L31,IF(OR('2.2 Valg - Egenproducenter'!Y$56=1,'2.2 Valg - Egenproducenter'!Y$62=1),$M31,0))","v":0},{"$f":"IF(AND(OR('2.1 Valg - Forbrugstariffer'!$V$24=1,'2.1 Valg - Forbrugstariffer'!$V$25=1),OR('2.2 Valg - Egenproducenter'!Z$56=1,'2.2 Valg - Egenproducenter'!Z$62=1)),$L31,IF(OR('2.2 Valg - Egenproducenter'!Z$56=1,'2.2 Valg - Egenproducenter'!Z$62=1),$M31,0))","v":0},null,{"$f":"IF(AND('2.2 Valg - Egenproducenter'!V$65=1,'2.1 Valg - Forbrugstariffer'!$V$26=1),$P31,IF('2.2 Valg - Egenproducenter'!V$65=1,$Q31,0))","v":0},{"$f":"IF(AND('2.2 Valg - Egenproducenter'!W$65=1,'2.1 Valg - Forbrugstariffer'!$V$26=1),$P31,IF('2.2 Valg - Egenproducenter'!W$65=1,$Q31,0))","v":0},{"$f":"IF(AND('2.2 Valg - Egenproducenter'!X$65=1,'2.1 Valg - Forbrugstariffer'!$V$26=1),$P31,IF('2.2 Valg - Egenproducenter'!X$65=1,$Q31,0))","v":0},{"$f":"IF(AND('2.2 Valg - Egenproducenter'!Y$65=1,'2.1 Valg - Forbrugstariffer'!$V$26=1),$P31,IF('2.2 Valg - Egenproducenter'!Y$65=1,$Q31,0))","v":0},{"$f":"IF(AND('2.2 Valg - Egenproducenter'!Z$65=1,'2.1 Valg - Forbrugstariffer'!$V$26=0),$Q31,IF('2.2 Valg - Egenproducenter'!Z$65=1,$P31,0))","v":0},null,{"$f":"IF('2.2 Valg - Egenproducenter'!V$51=1,$E31,0)","v":0},{"$f":"IF('2.2 Valg - Egenproducenter'!W$51=1,$E31,0)","v":0},{"$f":"IF('2.2 Valg - Egenproducenter'!X$51=1,$E31,0)","v":0},{"$f":"IF('2.2 Valg - Egenproducenter'!Y$51=1,$E31,0)","v":0},{"$f":"IF('2.2 Valg - Egenproducenter'!Z$51=1,$E31,0)","v":0},null,{"$f":"IF(OR('2.2 Valg - Egenproducenter'!V$48=1,'2.2 Valg - Egenproducenter'!V$54=1),$G31,0)","v":0},{"$f":"IF(OR('2.2 Valg - Egenproducenter'!W$48=1,'2.2 Valg - Egenproducenter'!W$54=1),$G31,0)","v":0},{"$f":"IF(OR('2.2 Valg - Egenproducenter'!X$48=1,'2.2 Valg - Egenproducenter'!X$54=1),$G31,0)","v":0},{"$f":"IF(OR('2.2 Valg - Egenproducenter'!Y$48=1,'2.2 Valg - Egenproducenter'!Y$54=1),$G31,0)","v":0},{"$f":"IF(OR('2.2 Valg - Egenproducenter'!Z$48=1,'2.2 Valg - Egenproducenter'!Z$54=1),$G31,0)","v":0},null,{"$f":"IF('2.2 Valg - Egenproducenter'!V$60=1,$J31,0)","v":0},{"$f":"IF('2.2 Valg - Egenproducenter'!W$60=1,$J31,0)","v":0},{"$f":"IF('2.2 Valg - Egenproducenter'!X$60=1,$J31,0)","v":0},{"$f":"IF('2.2 Valg - Egenproducenter'!Y$60=1,$J31,0)","v":0},{"$f":"IF('2.2 Valg - Egenproducenter'!Z$60=1,$J31,0)","v":0},null,{"$f":"IF(AND(OR('2.1 Valg - Forbrugstariffer'!$V$24=1,'2.1 Valg - Forbrugstariffer'!$V$25=1),OR('2.2 Valg - Egenproducenter'!V$57=1,'2.2 Valg - Egenproducenter'!V$63=1)),$L31,IF(OR('2.2 Valg - Egenproducenter'!V$57=1,'2.2 Valg - Egenproducenter'!V$63=1),$M31,0))","v":0},{"$f":"IF(AND(OR('2.1 Valg - Forbrugstariffer'!$V$24=1,'2.1 Valg - Forbrugstariffer'!$V$25=1),OR('2.2 Valg - Egenproducenter'!W$57=1,'2.2 Valg - Egenproducenter'!W$63=1)),$L31,IF(OR('2.2 Valg - Egenproducenter'!W$57=1,'2.2 Valg - Egenproducenter'!W$63=1),$M31,0))","v":0},{"$f":"IF(AND(OR('2.1 Valg - Forbrugstariffer'!$V$24=1,'2.1 Valg - Forbrugstariffer'!$V$25=1),OR('2.2 Valg - Egenproducenter'!X$57=1,'2.2 Valg - Egenproducenter'!X$63=1)),$L31,IF(OR('2.2 Valg - Egenproducenter'!X$57=1,'2.2 Valg - Egenproducenter'!X$63=1),$M31,0))","v":0},{"$f":"IF(AND(OR('2.1 Valg - Forbrugstariffer'!$V$24=1,'2.1 Valg - Forbrugstariffer'!$V$25=1),OR('2.2 Valg - Egenproducenter'!Y$57=1,'2.2 Valg - Egenproducenter'!Y$63=1)),$L31,IF(OR('2.2 Valg - Egenproducenter'!Y$57=1,'2.2 Valg - Egenproducenter'!Y$63=1),$M31,0))","v":0},{"$f":"IF(AND(OR('2.1 Valg - Forbrugstariffer'!$V$24=1,'2.1 Valg - Forbrugstariffer'!$V$25=1),OR('2.2 Valg - Egenproducenter'!Z$57=1,'2.2 Valg - Egenproducenter'!Z$63=1)),$L31,IF(OR('2.2 Valg - Egenproducenter'!Z$57=1,'2.2 Valg - Egenproducenter'!Z$63=1),$M31,0))","v":0},null,{"$f":"IF(AND('2.2 Valg - Egenproducenter'!V$66=1,'2.1 Valg - Forbrugstariffer'!$V$26=1),$P31,IF('2.2 Valg - Egenproducenter'!V$66=1,$Q31,0))","v":0},{"$f":"IF(AND('2.2 Valg - Egenproducenter'!W$66=1,'2.1 Valg - Forbrugstariffer'!$V$26=1),$P31,IF('2.2 Valg - Egenproducenter'!W$66=1,$Q31,0))","v":0},{"$f":"IF(AND('2.2 Valg - Egenproducenter'!X$66=1,'2.1 Valg - Forbrugstariffer'!$V$26=1),$P31,IF('2.2 Valg - Egenproducenter'!X$66=1,$Q31,0))","v":0},{"$f":"IF(AND('2.2 Valg - Egenproducenter'!Y$66=1,'2.1 Valg - Forbrugstariffer'!$V$26=1),$P31,IF('2.2 Valg - Egenproducenter'!Y$66=1,$Q31,0))","v":0},{"$f":"IF(AND('2.2 Valg - Egenproducenter'!Z$66=1,'2.1 Valg - Forbrugstariffer'!$V$26=1),$P31,IF('2.2 Valg - Egenproducenter'!Z$66=1,$Q31,0))","v":0},null,null,null,{"$f":"IF('2.2 Valg - Egenproducenter'!X$52=1,$E31,0)","v":0},{"$f":"IF('2.2 Valg - Egenproducenter'!Y$52=1,$E31,0)","v":0},null,null,null,null,{"$f":"IF(OR('2.2 Valg - Egenproducenter'!X$49=1,'2.2 Valg - Egenproducenter'!X$55=1),$G31,0)","v":0},{"$f":"IF(OR('2.2 Valg - Egenproducenter'!Y$49=1,'2.2 Valg - Egenproducenter'!Y$55=1),$G31,0)","v":0},null,null,null,null,{"$f":"IF('2.2 Valg - Egenproducenter'!X$61=1,$J31,0)","v":0},{"$f":"IF('2.2 Valg - Egenproducenter'!Y$61=1,$J31,0)","v":0},null,null,null,null,{"$f":"IF(AND(OR('2.1 Valg - Forbrugstariffer'!$V$24=1,'2.1 Valg - Forbrugstariffer'!$V$25=1),OR('2.2 Valg - Egenproducenter'!X$58=1,'2.2 Valg - Egenproducenter'!X$64=1)),$L31,IF(OR('2.2 Valg - Egenproducenter'!X$58=1,'2.2 Valg - Egenproducenter'!X$64=1),$M31,0))","v":0},{"$f":"IF(AND(OR('2.1 Valg - Forbrugstariffer'!$V$24=1,'2.1 Valg - Forbrugstariffer'!$V$25=1),OR('2.2 Valg - Egenproducenter'!Y$58=1,'2.2 Valg - Egenproducenter'!Y$64=1)),$L31,IF(OR('2.2 Valg - Egenproducenter'!Y$58=1,'2.2 Valg - Egenproducenter'!Y$64=1),$M31,0))","v":0},null,null,null,null,{"$f":"IF(AND('2.2 Valg - Egenproducenter'!X$67=1,'2.1 Valg - Forbrugstariffer'!$V$26=1),$P31,IF('2.2 Valg - Egenproducenter'!X$67=1,$Q31,0))","v":0},{"$f":"IF(AND('2.2 Valg - Egenproducenter'!Y$67=1,'2.1 Valg - Forbrugstariffer'!$V$26=1),$P31,IF('2.2 Valg - Egenproducenter'!Y$67=1,$Q31,0))","v":0},{"$f":"IF(AND('2.2 Valg - Egenproducenter'!Z$67=1,'2.1 Valg - Forbrugstariffer'!$V$26=1),$P31,IF('2.2 Valg - Egenproducenter'!Z$67=1,$Q31,0))","v":0},null,{"$f":"IF('2.3 Valg - Produktionsabon.'!$R$30=1,$E31,0)","v":0},null,{"$f":"IF(OR('2.3 Valg - Produktionsabon.'!$R$29=1,'2.3 Valg - Produktionsabon.'!$R$31=1),$G31,0)","v":0},null,{"$f":"IF('2.3 Valg - Produktionsabon.'!$R$33=1,$J31,0)","v":0},null,{"$f":"IF(AND(OR('2.1 Valg - Forbrugstariffer'!$V$24=1,'2.1 Valg - Forbrugstariffer'!$V$25=1),OR('2.3 Valg - Produktionsabon.'!$R$32=1,'2.3 Valg - Produktionsabon.'!$R$34=1)),$L31,IF(OR('2.3 Valg - Produktionsabon.'!$R$32=1,'2.3 Valg - Produktionsabon.'!$R$34=1),$M31,0))","v":0},null,{"$f":"IF('2.3 Valg - Produktionsabon.'!$R$35=1,Q31,0)","v":0}]
[null,"8. AFSKRIVNINGER"]
[null,"8.1 Transformerstationer",null,{"$f":"IF('2.1 Valg - Forbrugstariffer'!W21=1,IF('2.1 Valg - Forbrugstariffer'!$U$18=2,'4.3 Beregning - Abonnement'!G33,IF('2.1 Valg - Forbrugstariffer'!$U$18=3,'4.3 Beregning - Abonnement'!E33)),0)","v":0},null,{"$f":"IF('2.1 Valg - Forbrugstariffer'!W19=1,E33,0)","v":0},{"$f":"IF('2.1 Valg - Forbrugstariffer'!$U$18>1,'4.2 Beregning - Totale omk.'!$P31/'4.1 Beregning - Mængder'!$G105*1000,0)","v":{"$error":"#DIV/0!"}},{"$f":"IF(OR('2.1 Valg - Forbrugstariffer'!W18=1,'2.1 Valg - Forbrugstariffer'!W20=1),G33,0)","v":0},null,null,{"$f":"IF('2.1 Valg - Forbrugstariffer'!U37=1,J33,0)","v":0},{"$f":"IF('2.1 Valg - Forbrugstariffer'!U31>1,'4.2 Beregning - Totale omk.'!U31/'4.1 Beregning - Mængder'!K105*1000,0)","v":{"$error":"#DIV/0!"}},{"$f":"IF('2.1 Valg - Forbrugstariffer'!U31>1,L33,0)","v":{"$error":"#DIV/0!"}},{"$f":"IF(OR('2.1 Valg - Forbrugstariffer'!U36=1,'2.1 Valg - Forbrugstariffer'!U38=1),M33,0)","v":0},null,{"$f":"IF('2.1 Valg - Forbrugstariffer'!U44=2,'4.2 Beregning - Totale omk.'!Z31/'4.1 Beregning - Mængder'!O105*1000,0)","v":{"$error":"#DIV/0!"}},{"$f":"IF('2.1 Valg - Forbrugstariffer'!U44=2,P33,0)","v":{"$error":"#DIV/0!"}},null,{"$f":"IF('2.2 Valg - Egenproducenter'!$V$50=1,$E33,0)","v":0},{"$f":"IF('2.2 Valg - Egenproducenter'!$W$50=1,$E33,0)","v":0},{"$f":"IF('2.2 Valg - Egenproducenter'!$X$50=1,$E33,0)","v":0},{"$f":"IF('2.2 Valg - Egenproducenter'!$Y$50=1,$E33,0)","v":0},{"$f":"IF('2.2 Valg - Egenproducenter'!Z50=1,$E33,0)","v":0},null,{"$f":"IF(OR('2.2 Valg - Egenproducenter'!V$47=1,'2.2 Valg - Egenproducenter'!V$53=1),$G33,0)","v":0},{"$f":"IF(OR('2.2 Valg - Egenproducenter'!W$47=1,'2.2 Valg - Egenproducenter'!W$53=1),$G33,0)","v":0},{"$f":"IF(OR('2.2 Valg - Egenproducenter'!X$47=1,'2.2 Valg - Egenproducenter'!X$53=1),$G33,0)","v":0},{"$f":"IF(OR('2.2 Valg - Egenproducenter'!Y$47=1,'2.2 Valg - Egenproducenter'!Y$53=1),$G33,0)","v":0},{"$f":"IF(OR('2.2 Valg - Egenproducenter'!Z$47=1,'2.2 Valg - Egenproducenter'!Z$53=1),$G33,0)","v":0},null,{"$f":"IF('2.2 Valg - Egenproducenter'!$V$59=1,$J33,0)","v":0},{"$f":"IF('2.2 Valg - Egenproducenter'!$W$59=1,$J33,0)","v":0},{"$f":"IF('2.2 Valg - Egenproducenter'!$X$59=1,$J33,0)","v":0},{"$f":"IF('2.2 Valg - Egenproducenter'!$Y$59=1,$J33,0)","v":0},{"$f":"IF('2.2 Valg - Egenproducenter'!$Z$59=1,$J33,0)","v":0},null,{"$f":"IF(AND(OR('2.1 Valg - Forbrugstariffer'!$V$24=1,'2.1 Valg - Forbrugstariffer'!$V$25=1),OR('2.2 Valg - Egenproducenter'!V$56=1,'2.2 Valg - Egenproducenter'!V$62=1)),$L33,IF(OR('2.2 Valg - Egenproducenter'!V$56=1,'2.2 Valg - Egenproducenter'!V$62=1),$M33,0))","v":0},{"$f":"IF(AND(OR('2.1 Valg - Forbrugstariffer'!$V$24=1,'2.1 Valg - Forbrugstariffer'!$V$25=1),OR('2.2 Valg - Egenproducenter'!W$56=1,'2.2 Valg - Egenproducenter'!W$62=1)),$L33,IF(OR('2.2 Valg - Egenproducenter'!W$56=1,'2.2 Valg - Egenproducenter'!W$62=1),$M33,0))","v":0},{"$f":"IF(AND(OR('2.1 Valg - Forbrugstariffer'!$V$24=1,'2.1 Valg - Forbrugstariffer'!$V$25=1),OR('2.2 Valg - Egenproducenter'!X$56=1,'2.2 Valg - Egenproducenter'!X$62=1)),$L33,IF(OR('2.2 Valg - Egenproducenter'!X$56=1,'2.2 Valg - Egenproducenter'!X$62=1),$M33,0))","v":0},{"$f":"IF(AND(OR('2.1 Valg - Forbrugstariffer'!$V$24=1,'2.1 Valg - Forbrugstariffer'!$V$25=1),OR('2.2 Valg - Egenproducenter'!Y$56=1,'2.2 Valg - Egenproducenter'!Y$62=1)),$L33,IF(OR('2.2 Valg - Egenproducenter'!Y$56=1,'2.2 Valg - Egenproducenter'!Y$62=1),$M33,0))","v":0},{"$f":"IF(AND(OR('2.1 Valg - Forbrugstariffer'!$V$24=1,'2.1 Valg - Forbrugstariffer'!$V$25=1),OR('2.2 Valg - Egenproducenter'!Z$56=1,'2.2 Valg - Egenproducenter'!Z$62=1)),$L33,IF(OR('2.2 Valg - Egenproducenter'!Z$56=1,'2.2 Valg - Egenproducenter'!Z$62=1),$M33,0))","v":0},null,{"$f":"IF(AND('2.2 Valg - Egenproducenter'!V$65=1,'2.1 Valg - Forbrugstariffer'!$V$26=1),$P33,IF('2.2 Valg - Egenproducenter'!V$65=1,$Q33,0))","v":0},{"$f":"IF(AND('2.2 Valg - Egenproducenter'!W$65=1,'2.1 Valg - Forbrugstariffer'!$V$26=1),$P33,IF('2.2 Valg - Egenproducenter'!W$65=1,$Q33,0))","v":0},{"$f":"IF(AND('2.2 Valg - Egenproducenter'!X$65=1,'2.1 Valg - Forbrugstariffer'!$V$26=1),$P33,IF('2.2 Valg - Egenproducenter'!X$65=1,$Q33,0))","v":0},{"$f":"IF(AND('2.2 Valg - Egenproducenter'!Y$65=1,'2.1 Valg - Forbrugstariffer'!$V$26=1),$P33,IF('2.2 Valg - Egenproducenter'!Y$65=1,$Q33,0))","v":0},{"$f":"IF(AND('2.2 Valg - Egenproducenter'!Z$65=1,'2.1 Valg - Forbrugstariffer'!$V$26=0),$Q33,IF('2.2 Valg - Egenproducenter'!Z$65=1,$P33,0))","v":0},null,{"$f":"IF('2.2 Valg - Egenproducenter'!V$51=1,$E33,0)","v":0},{"$f":"IF('2.2 Valg - Egenproducenter'!W$51=1,$E33,0)","v":0},{"$f":"IF('2.2 Valg - Egenproducenter'!X$51=1,$E33,0)","v":0},{"$f":"IF('2.2 Valg - Egenproducenter'!Y$51=1,$E33,0)","v":0},{"$f":"IF('2.2 Valg - Egenproducenter'!Z$51=1,$E33,0)","v":0},null,{"$f":"IF(OR('2.2 Valg - Egenproducenter'!V$48=1,'2.2 Valg - Egenproducenter'!V$54=1),$G33,0)","v":0},{"$f":"IF(OR('2.2 Valg - Egenproducenter'!W$48=1,'2.2 Valg - Egenproducenter'!W$54=1),$G33,0)","v":0},{"$f":"IF(OR('2.2 Valg - Egenproducenter'!X$48=1,'2.2 Valg - Egenproducenter'!X$54=1),$G33,0)","v":0},{"$f":"IF(OR('2.2 Valg - Egenproducenter'!Y$48=1,'2.2 Valg - Egenproducenter'!Y$54=1),$G33,0)","v":0},{"$f":"IF(OR('2.2 Valg - Egenproducenter'!Z$48=1,'2.2 Valg - Egenproducenter'!Z$54=1),$G33,0)","v":0},null,{"$f":"IF('2.2 Valg - Egenproducenter'!V$60=1,$J33,0)","v":0},{"$f":"IF('2.2 Valg - Egenproducenter'!W$60=1,$J33,0)","v":0},{"$f":"IF('2.2 Valg - Egenproducenter'!X$60=1,$J33,0)","v":0},{"$f":"IF('2.2 Valg - Egenproducenter'!Y$60=1,$J33,0)","v":0},{"$f":"IF('2.2 Valg - Egenproducenter'!Z$60=1,$J33,0)","v":0},null,{"$f":"IF(AND(OR('2.1 Valg - Forbrugstariffer'!$V$24=1,'2.1 Valg - Forbrugstariffer'!$V$25=1),OR('2.2 Valg - Egenproducenter'!V$57=1,'2.2 Valg - Egenproducenter'!V$63=1)),$L33,IF(OR('2.2 Valg - Egenproducenter'!V$57=1,'2.2 Valg - Egenproducenter'!V$63=1),$M33,0))","v":0},{"$f":"IF(AND(OR('2.1 Valg - Forbrugstariffer'!$V$24=1,'2.1 Valg - Forbrugstariffer'!$V$25=1),OR('2.2 Valg - Egenproducenter'!W$57=1,'2.2 Valg - Egenproducenter'!W$63=1)),$L33,IF(OR('2.2 Valg - Egenproducenter'!W$57=1,'2.2 Valg - Egenproducenter'!W$63=1),$M33,0))","v":0},{"$f":"IF(AND(OR('2.1 Valg - Forbrugstariffer'!$V$24=1,'2.1 Valg - Forbrugstariffer'!$V$25=1),OR('2.2 Valg - Egenproducenter'!X$57=1,'2.2 Valg - Egenproducenter'!X$63=1)),$L33,IF(OR('2.2 Valg - Egenproducenter'!X$57=1,'2.2 Valg - Egenproducenter'!X$63=1),$M33,0))","v":0},{"$f":"IF(AND(OR('2.1 Valg - Forbrugstariffer'!$V$24=1,'2.1 Valg - Forbrugstariffer'!$V$25=1),OR('2.2 Valg - Egenproducenter'!Y$57=1,'2.2 Valg - Egenproducenter'!Y$63=1)),$L33,IF(OR('2.2 Valg - Egenproducenter'!Y$57=1,'2.2 Valg - Egenproducenter'!Y$63=1),$M33,0))","v":0},{"$f":"IF(AND(OR('2.1 Valg - Forbrugstariffer'!$V$24=1,'2.1 Valg - Forbrugstariffer'!$V$25=1),OR('2.2 Valg - Egenproducenter'!Z$57=1,'2.2 Valg - Egenproducenter'!Z$63=1)),$L33,IF(OR('2.2 Valg - Egenproducenter'!Z$57=1,'2.2 Valg - Egenproducenter'!Z$63=1),$M33,0))","v":0},null,{"$f":"IF(AND('2.2 Valg - Egenproducenter'!V$66=1,'2.1 Valg - Forbrugstariffer'!$V$26=1),$P33,IF('2.2 Valg - Egenproducenter'!V$66=1,$Q33,0))","v":0},{"$f":"IF(AND('2.2 Valg - Egenproducenter'!W$66=1,'2.1 Valg - Forbrugstariffer'!$V$26=1),$P33,IF('2.2 Valg - Egenproducenter'!W$66=1,$Q33,0))","v":0},{"$f":"IF(AND('2.2 Valg - Egenproducenter'!X$66=1,'2.1 Valg - Forbrugstariffer'!$V$26=1),$P33,IF('2.2 Valg - Egenproducenter'!X$66=1,$Q33,0))","v":0},{"$f":"IF(AND('2.2 Valg - Egenproducenter'!Y$66=1,'2.1 Valg - Forbrugstariffer'!$V$26=1),$P33,IF('2.2 Valg - Egenproducenter'!Y$66=1,$Q33,0))","v":0},{"$f":"IF(AND('2.2 Valg - Egenproducenter'!Z$66=1,'2.1 Valg - Forbrugstariffer'!$V$26=1),$P33,IF('2.2 Valg - Egenproducenter'!Z$66=1,$Q33,0))","v":0},null,null,null,{"$f":"IF('2.2 Valg - Egenproducenter'!X$52=1,$E33,0)","v":0},{"$f":"IF('2.2 Valg - Egenproducenter'!Y$52=1,$E33,0)","v":0},null,null,null,null,{"$f":"IF(OR('2.2 Valg - Egenproducenter'!X$49=1,'2.2 Valg - Egenproducenter'!X$55=1),$G33,0)","v":0},{"$f":"IF(OR('2.2 Valg - Egenproducenter'!Y$49=1,'2.2 Valg - Egenproducenter'!Y$55=1),$G33,0)","v":0},null,null,null,null,{"$f":"IF('2.2 Valg - Egenproducenter'!X$61=1,$J33,0)","v":0},{"$f":"IF('2.2 Valg - Egenproducenter'!Y$61=1,$J33,0)","v":0},null,null,null,null,{"$f":"IF(AND(OR('2.1 Valg - Forbrugstariffer'!$V$24=1,'2.1 Valg - Forbrugstariffer'!$V$25=1),OR('2.2 Valg - Egenproducenter'!X$58=1,'2.2 Valg - Egenproducenter'!X$64=1)),$L33,IF(OR('2.2 Valg - Egenproducenter'!X$58=1,'2.2 Valg - Egenproducenter'!X$64=1),$M33,0))","v":0},{"$f":"IF(AND(OR('2.1 Valg - Forbrugstariffer'!$V$24=1,'2.1 Valg - Forbrugstariffer'!$V$25=1),OR('2.2 Valg - Egenproducenter'!Y$58=1,'2.2 Valg - Egenproducenter'!Y$64=1)),$L33,IF(OR('2.2 Valg - Egenproducenter'!Y$58=1,'2.2 Valg - Egenproducenter'!Y$64=1),$M33,0))","v":0},null,null,null,null,{"$f":"IF(AND('2.2 Valg - Egenproducenter'!X$67=1,'2.1 Valg - Forbrugstariffer'!$V$26=1),$P33,IF('2.2 Valg - Egenproducenter'!X$67=1,$Q33,0))","v":0},{"$f":"IF(AND('2.2 Valg - Egenproducenter'!Y$67=1,'2.1 Valg - Forbrugstariffer'!$V$26=1),$P33,IF('2.2 Valg - Egenproducenter'!Y$67=1,$Q33,0))","v":0},{"$f":"IF(AND('2.2 Valg - Egenproducenter'!Z$67=1,'2.1 Valg - Forbrugstariffer'!$V$26=1),$P33,IF('2.2 Valg - Egenproducenter'!Z$67=1,$Q33,0))","v":0},null,{"$f":"IF('2.3 Valg - Produktionsabon.'!$R$30=1,$E33,0)","v":0},null,{"$f":"IF(OR('2.3 Valg - Produktionsabon.'!$R$29=1,'2.3 Valg - Produktionsabon.'!$R$31=1),$G33,0)","v":0},null,{"$f":"IF('2.3 Valg - Produktionsabon.'!$R$33=1,$J33,0)","v":0},null,{"$f":"IF(AND(OR('2.1 Valg - Forbrugstariffer'!$V$24=1,'2.1 Valg - Forbrugstariffer'!$V$25=1),OR('2.3 Valg - Produktionsabon.'!$R$32=1,'2.3 Valg - Produktionsabon.'!$R$34=1)),$L33,IF(OR('2.3 Valg - Produktionsabon.'!$R$32=1,'2.3 Valg - Produktionsabon.'!$R$34=1),$M33,0))","v":0},null,{"$f":"IF('2.3 Valg - Produktionsabon.'!$R$35=1,Q33,0)","v":0}]
[null,"8.2 Netaktiver, ekskl. transformerstationer og målere",null,{"$f":"IF('2.1 Valg - Forbrugstariffer'!W21=1,IF('2.1 Valg - Forbrugstariffer'!$U$18=2,'4.3 Beregning - Abonnement'!G34,IF('2.1 Valg - Forbrugstariffer'!$U$18=3,'4.3 Beregning - Abonnement'!E34)),0)","v":0},{"$f":"IF('2.1 Valg - Forbrugstariffer'!$U$18=3,G34,0)","v":{"$error":"#DIV/0!"}},{"$f":"IF('2.1 Valg - Forbrugstariffer'!W19=1,E34,0)","v":0},{"$f":"IF('2.1 Valg - Forbrugstariffer'!$U$18>1,'4.2 Beregning - Totale omk.'!$P32/'4.1 Beregning - Mængder'!$G106*1000,0)","v":{"$error":"#DIV/0!"}},{"$f":"IF(OR('2.1 Valg - Forbrugstariffer'!W18=1,'2.1 Valg - Forbrugstariffer'!W20=1),G34,0)","v":0},null,{"$f":"IF('2.1 Valg - Forbrugstariffer'!U31=3,L34,0)","v":{"$error":"#DIV/0!"}},{"$f":"IF('2.1 Valg - Forbrugstariffer'!U37=1,J34,0)","v":0},{"$f":"IF('2.1 Valg - Forbrugstariffer'!U31>1,'4.2 Beregning - Totale omk.'!U32/'4.1 Beregning - Mængder'!K106*1000,0)","v":{"$error":"#DIV/0!"}},{"$f":"IF('2.1 Valg - Forbrugstariffer'!U31>1,L34,0)","v":{"$error":"#DIV/0!"}},{"$f":"IF(OR('2.1 Valg - Forbrugstariffer'!U36=1,'2.1 Valg - Forbrugstariffer'!U38=1),M34,0)","v":0},null,{"$f":"IF('2.1 Valg - Forbrugstariffer'!U44=2,'4.2 Beregning - Totale omk.'!Z32/'4.1 Beregning - Mængder'!O106*1000,0)","v":{"$error":"#DIV/0!"}},{"$f":"IF('2.1 Valg - Forbrugstariffer'!U44=2,P34,0)","v":{"$error":"#DIV/0!"}},null,{"$f":"IF('2.2 Valg - Egenproducenter'!$V$50=1,$E34,0)","v":0},{"$f":"IF('2.2 Valg - Egenproducenter'!$W$50=1,$E34,0)","v":0},{"$f":"IF('2.2 Valg - Egenproducenter'!$X$50=1,$E34,0)","v":0},{"$f":"IF('2.2 Valg - Egenproducenter'!$Y$50=1,$E34,0)","v":0},{"$f":"IF('2.2 Valg - Egenproducenter'!Z50=1,$E34,0)","v":0},null,{"$f":"IF(OR('2.2 Valg - Egenproducenter'!V$47=1,'2.2 Valg - Egenproducenter'!V$53=1),$G34,0)","v":0},{"$f":"IF(OR('2.2 Valg - Egenproducenter'!W$47=1,'2.2 Valg - Egenproducenter'!W$53=1),$G34,0)","v":0},{"$f":"IF(OR('2.2 Valg - Egenproducenter'!X$47=1,'2.2 Valg - Egenproducenter'!X$53=1),$G34,0)","v":0},{"$f":"IF(OR('2.2 Valg - Egenproducenter'!Y$47=1,'2.2 Valg - Egenproducenter'!Y$53=1),$G34,0)","v":0},{"$f":"IF(OR('2.2 Valg - Egenproducenter'!Z$47=1,'2.2 Valg - Egenproducenter'!Z$53=1),$G34,0)","v":0},null,{"$f":"IF('2.2 Valg - Egenproducenter'!$V$59=1,$J34,0)","v":0},{"$f":"IF('2.2 Valg - Egenproducenter'!$W$59=1,$J34,0)","v":0},{"$f":"IF('2.2 Valg - Egenproducenter'!$X$59=1,$J34,0)","v":0},{"$f":"IF('2.2 Valg - Egenproducenter'!$Y$59=1,$J34,0)","v":0},{"$f":"IF('2.2 Valg - Egenproducenter'!$Z$59=1,$J34,0)","v":0},null,{"$f":"IF(AND(OR('2.1 Valg - Forbrugstariffer'!$V$24=1,'2.1 Valg - Forbrugstariffer'!$V$25=1),OR('2.2 Valg - Egenproducenter'!V$56=1,'2.2 Valg - Egenproducenter'!V$62=1)),$L34,IF(OR('2.2 Valg - Egenproducenter'!V$56=1,'2.2 Valg - Egenproducenter'!V$62=1),$M34,0))","v":0},{"$f":"IF(AND(OR('2.1 Valg - Forbrugstariffer'!$V$24=1,'2.1 Valg - Forbrugstariffer'!$V$25=1),OR('2.2 Valg - Egenproducenter'!W$56=1,'2.2 Valg - Egenproducenter'!W$62=1)),$L34,IF(OR('2.2 Valg - Egenproducenter'!W$56=1,'2.2 Valg - Egenproducenter'!W$62=1),$M34,0))","v":0},{"$f":"IF(AND(OR('2.1 Valg - Forbrugstariffer'!$V$24=1,'2.1 Valg - Forbrugstariffer'!$V$25=1),OR('2.2 Valg - Egenproducenter'!X$56=1,'2.2 Valg - Egenproducenter'!X$62=1)),$L34,IF(OR('2.2 Valg - Egenproducenter'!X$56=1,'2.2 Valg - Egenproducenter'!X$62=1),$M34,0))","v":0},{"$f":"IF(AND(OR('2.1 Valg - Forbrugstariffer'!$V$24=1,'2.1 Valg - Forbrugstariffer'!$V$25=1),OR('2.2 Valg - Egenproducenter'!Y$56=1,'2.2 Valg - Egenproducenter'!Y$62=1)),$L34,IF(OR('2.2 Valg - Egenproducenter'!Y$56=1,'2.2 Valg - Egenproducenter'!Y$62=1),$M34,0))","v":0},{"$f":"IF(AND(OR('2.1 Valg - Forbrugstariffer'!$V$24=1,'2.1 Valg - Forbrugstariffer'!$V$25=1),OR('2.2 Valg - Egenproducenter'!Z$56=1,'2.2 Valg - Egenproducenter'!Z$62=1)),$L34,IF(OR('2.2 Valg - Egenproducenter'!Z$56=1,'2.2 Valg - Egenproducenter'!Z$62=1),$M34,0))","v":0},null,{"$f":"IF(AND('2.2 Valg - Egenproducenter'!V$65=1,'2.1 Valg - Forbrugstariffer'!$V$26=1),$P34,IF('2.2 Valg - Egenproducenter'!V$65=1,$Q34,0))","v":0},{"$f":"IF(AND('2.2 Valg - Egenproducenter'!W$65=1,'2.1 Valg - Forbrugstariffer'!$V$26=1),$P34,IF('2.2 Valg - Egenproducenter'!W$65=1,$Q34,0))","v":0},{"$f":"IF(AND('2.2 Valg - Egenproducenter'!X$65=1,'2.1 Valg - Forbrugstariffer'!$V$26=1),$P34,IF('2.2 Valg - Egenproducenter'!X$65=1,$Q34,0))","v":0},{"$f":"IF(AND('2.2 Valg - Egenproducenter'!Y$65=1,'2.1 Valg - Forbrugstariffer'!$V$26=1),$P34,IF('2.2 Valg - Egenproducenter'!Y$65=1,$Q34,0))","v":0},{"$f":"IF(AND('2.2 Valg - Egenproducenter'!Z$65=1,'2.1 Valg - Forbrugstariffer'!$V$26=0),$Q34,IF('2.2 Valg - Egenproducenter'!Z$65=1,$P34,0))","v":0},null,{"$f":"IF('2.2 Valg - Egenproducenter'!V$51=1,$E34,0)","v":0},{"$f":"IF('2.2 Valg - Egenproducenter'!W$51=1,$E34,0)","v":0},{"$f":"IF('2.2 Valg - Egenproducenter'!X$51=1,$E34,0)","v":0},{"$f":"IF('2.2 Valg - Egenproducenter'!Y$51=1,$E34,0)","v":0},{"$f":"IF('2.2 Valg - Egenproducenter'!Z$51=1,$E34,0)","v":0},null,{"$f":"IF(OR('2.2 Valg - Egenproducenter'!V$48=1,'2.2 Valg - Egenproducenter'!V$54=1),$G34,0)","v":0},{"$f":"IF(OR('2.2 Valg - Egenproducenter'!W$48=1,'2.2 Valg - Egenproducenter'!W$54=1),$G34,0)","v":0},{"$f":"IF(OR('2.2 Valg - Egenproducenter'!X$48=1,'2.2 Valg - Egenproducenter'!X$54=1),$G34,0)","v":0},{"$f":"IF(OR('2.2 Valg - Egenproducenter'!Y$48=1,'2.2 Valg - Egenproducenter'!Y$54=1),$G34,0)","v":0},{"$f":"IF(OR('2.2 Valg - Egenproducenter'!Z$48=1,'2.2 Valg - Egenproducenter'!Z$54=1),$G34,0)","v":0},null,{"$f":"IF('2.2 Valg - Egenproducenter'!V$60=1,$J34,0)","v":0},{"$f":"IF('2.2 Valg - Egenproducenter'!W$60=1,$J34,0)","v":0},{"$f":"IF('2.2 Valg - Egenproducenter'!X$60=1,$J34,0)","v":0},{"$f":"IF('2.2 Valg - Egenproducenter'!Y$60=1,$J34,0)","v":0},{"$f":"IF('2.2 Valg - Egenproducenter'!Z$60=1,$J34,0)","v":0},null,{"$f":"IF(AND(OR('2.1 Valg - Forbrugstariffer'!$V$24=1,'2.1 Valg - Forbrugstariffer'!$V$25=1),OR('2.2 Valg - Egenproducenter'!V$57=1,'2.2 Valg - Egenproducenter'!V$63=1)),$L34,IF(OR('2.2 Valg - Egenproducenter'!V$57=1,'2.2 Valg - Egenproducenter'!V$63=1),$M34,0))","v":0},{"$f":"IF(AND(OR('2.1 Valg - Forbrugstariffer'!$V$24=1,'2.1 Valg - Forbrugstariffer'!$V$25=1),OR('2.2 Valg - Egenproducenter'!W$57=1,'2.2 Valg - Egenproducenter'!W$63=1)),$L34,IF(OR('2.2 Valg - Egenproducenter'!W$57=1,'2.2 Valg - Egenproducenter'!W$63=1),$M34,0))","v":0},{"$f":"IF(AND(OR('2.1 Valg - Forbrugstariffer'!$V$24=1,'2.1 Valg - Forbrugstariffer'!$V$25=1),OR('2.2 Valg - Egenproducenter'!X$57=1,'2.2 Valg - Egenproducenter'!X$63=1)),$L34,IF(OR('2.2 Valg - Egenproducenter'!X$57=1,'2.2 Valg - Egenproducenter'!X$63=1),$M34,0))","v":0},{"$f":"IF(AND(OR('2.1 Valg - Forbrugstariffer'!$V$24=1,'2.1 Valg - Forbrugstariffer'!$V$25=1),OR('2.2 Valg - Egenproducenter'!Y$57=1,'2.2 Valg - Egenproducenter'!Y$63=1)),$L34,IF(OR('2.2 Valg - Egenproducenter'!Y$57=1,'2.2 Valg - Egenproducenter'!Y$63=1),$M34,0))","v":0},{"$f":"IF(AND(OR('2.1 Valg - Forbrugstariffer'!$V$24=1,'2.1 Valg - Forbrugstariffer'!$V$25=1),OR('2.2 Valg - Egenproducenter'!Z$57=1,'2.2 Valg - Egenproducenter'!Z$63=1)),$L34,IF(OR('2.2 Valg - Egenproducenter'!Z$57=1,'2.2 Valg - Egenproducenter'!Z$63=1),$M34,0))","v":0},null,{"$f":"IF(AND('2.2 Valg - Egenproducenter'!V$66=1,'2.1 Valg - Forbrugstariffer'!$V$26=1),$P34,IF('2.2 Valg - Egenproducenter'!V$66=1,$Q34,0))","v":0},{"$f":"IF(AND('2.2 Valg - Egenproducenter'!W$66=1,'2.1 Valg - Forbrugstariffer'!$V$26=1),$P34,IF('2.2 Valg - Egenproducenter'!W$66=1,$Q34,0))","v":0},{"$f":"IF(AND('2.2 Valg - Egenproducenter'!X$66=1,'2.1 Valg - Forbrugstariffer'!$V$26=1),$P34,IF('2.2 Valg - Egenproducenter'!X$66=1,$Q34,0))","v":0},{"$f":"IF(AND('2.2 Valg - Egenproducenter'!Y$66=1,'2.1 Valg - Forbrugstariffer'!$V$26=1),$P34,IF('2.2 Valg - Egenproducenter'!Y$66=1,$Q34,0))","v":0},{"$f":"IF(AND('2.2 Valg - Egenproducenter'!Z$66=1,'2.1 Valg - Forbrugstariffer'!$V$26=1),$P34,IF('2.2 Valg - Egenproducenter'!Z$66=1,$Q34,0))","v":0},null,null,null,{"$f":"IF('2.2 Valg - Egenproducenter'!X$52=1,$E34,0)","v":0},{"$f":"IF('2.2 Valg - Egenproducenter'!Y$52=1,$E34,0)","v":0},null,null,null,null,{"$f":"IF(OR('2.2 Valg - Egenproducenter'!X$49=1,'2.2 Valg - Egenproducenter'!X$55=1),$G34,0)","v":0},{"$f":"IF(OR('2.2 Valg - Egenproducenter'!Y$49=1,'2.2 Valg - Egenproducenter'!Y$55=1),$G34,0)","v":0},null,null,null,null,{"$f":"IF('2.2 Valg - Egenproducenter'!X$61=1,$J34,0)","v":0},{"$f":"IF('2.2 Valg - Egenproducenter'!Y$61=1,$J34,0)","v":0},null,null,null,null,{"$f":"IF(AND(OR('2.1 Valg - Forbrugstariffer'!$V$24=1,'2.1 Valg - Forbrugstariffer'!$V$25=1),OR('2.2 Valg - Egenproducenter'!X$58=1,'2.2 Valg - Egenproducenter'!X$64=1)),$L34,IF(OR('2.2 Valg - Egenproducenter'!X$58=1,'2.2 Valg - Egenproducenter'!X$64=1),$M34,0))","v":0},{"$f":"IF(AND(OR('2.1 Valg - Forbrugstariffer'!$V$24=1,'2.1 Valg - Forbrugstariffer'!$V$25=1),OR('2.2 Valg - Egenproducenter'!Y$58=1,'2.2 Valg - Egenproducenter'!Y$64=1)),$L34,IF(OR('2.2 Valg - Egenproducenter'!Y$58=1,'2.2 Valg - Egenproducenter'!Y$64=1),$M34,0))","v":0},null,null,null,null,{"$f":"IF(AND('2.2 Valg - Egenproducenter'!X$67=1,'2.1 Valg - Forbrugstariffer'!$V$26=1),$P34,IF('2.2 Valg - Egenproducenter'!X$67=1,$Q34,0))","v":0},{"$f":"IF(AND('2.2 Valg - Egenproducenter'!Y$67=1,'2.1 Valg - Forbrugstariffer'!$V$26=1),$P34,IF('2.2 Valg - Egenproducenter'!Y$67=1,$Q34,0))","v":0},{"$f":"IF(AND('2.2 Valg - Egenproducenter'!Z$67=1,'2.1 Valg - Forbrugstariffer'!$V$26=1),$P34,IF('2.2 Valg - Egenproducenter'!Z$67=1,$Q34,0))","v":0},null,{"$f":"IF('2.3 Valg - Produktionsabon.'!$R$30=1,$E34,0)","v":0},null,{"$f":"IF(OR('2.3 Valg - Produktionsabon.'!$R$29=1,'2.3 Valg - Produktionsabon.'!$R$31=1),$G34,0)","v":0},null,{"$f":"IF('2.3 Valg - Produktionsabon.'!$R$33=1,$J34,0)","v":0},null,{"$f":"IF(AND(OR('2.1 Valg - Forbrugstariffer'!$V$24=1,'2.1 Valg - Forbrugstariffer'!$V$25=1),OR('2.3 Valg - Produktionsabon.'!$R$32=1,'2.3 Valg - Produktionsabon.'!$R$34=1)),$L34,IF(OR('2.3 Valg - Produktionsabon.'!$R$32=1,'2.3 Valg - Produktionsabon.'!$R$34=1),$M34,0))","v":0},null,{"$f":"IF('2.3 Valg - Produktionsabon.'!$R$35=1,Q34,0)","v":0}]
[null,"8.3 Målere",null,{"$f":"IF('2.1 Valg - Forbrugstariffer'!W21=1,IF('2.1 Valg - Forbrugstariffer'!$U$18=2,'4.3 Beregning - Abonnement'!G35,IF('2.1 Valg - Forbrugstariffer'!$U$18=3,'4.3 Beregning - Abonnement'!E35)),0)","v":0},{"$f":"IF('2.1 Valg - Forbrugstariffer'!$U$18=3,IF('2.4 Valg - Omkostninger'!R37=3,'3.1 Input - Stamoplysninger'!D59,IF('2.4 Valg - Omkostninger'!R37=2,'3.1 Input - Stamoplysninger'!D68)),0)","v":0},{"$f":"IF('2.1 Valg - Forbrugstariffer'!W19=1,E35,0)","v":0},{"$f":"IF('2.1 Valg - Forbrugstariffer'!$U$18>1,IF('2.4 Valg - Omkostninger'!R37=3,'3.1 Input - Stamoplysninger'!E59,IF('2.4 Valg - Omkostninger'!R37=2,'3.1 Input - Stamoplysninger'!E68)),0)","v":0},{"$f":"IF(OR('2.1 Valg - Forbrugstariffer'!W18=1,'2.1 Valg - Forbrugstariffer'!W20=1),G35,0)","v":0},null,{"$f":"IF('2.1 Valg - Forbrugstariffer'!U31=3,IF('2.4 Valg - Omkostninger'!R37=3,'3.1 Input - Stamoplysninger'!F59,IF('2.4 Valg - Omkostninger'!R37=2,'3.1 Input - Stamoplysninger'!F68)),0)","v":0},{"$f":"IF('2.1 Valg - Forbrugstariffer'!U37=1,J35,0)","v":0},{"$f":"IF('2.1 Valg - Forbrugstariffer'!U31>1,IF('2.4 Valg - Omkostninger'!R37=3,'3.1 Input - Stamoplysninger'!G58,IF('2.4 Valg - Omkostninger'!R37=2,'3.1 Input - Stamoplysninger'!G67)),0)","v":0},{"$f":"IF('2.1 Valg - Forbrugstariffer'!U31>1,IF('2.4 Valg - Omkostninger'!R37=3,'3.1 Input - Stamoplysninger'!G59,IF('2.4 Valg - Omkostninger'!R37=2,'3.1 Input - Stamoplysninger'!G68)),0)","v":0},{"$f":"IF(OR('2.1 Valg - Forbrugstariffer'!U36=1,'2.1 Valg - Forbrugstariffer'!U38=1),M35,0)","v":0},null,{"$f":"IF('2.1 Valg - Forbrugstariffer'!U44=2,IF('2.4 Valg - Omkostninger'!R37=3,'3.1 Input - Stamoplysninger'!H58,IF('2.4 Valg - Omkostninger'!R37=2,'3.1 Input - Stamoplysninger'!H67)),0)","v":0},{"$f":"IF('2.1 Valg - Forbrugstariffer'!U44=2,IF('2.4 Valg - Omkostninger'!R37=3,'3.1 Input - Stamoplysninger'!H59,IF('2.4 Valg - Omkostninger'!R37=2,'3.1 Input - Stamoplysninger'!H68)),0)","v":0},null,{"$f":"IF('2.2 Valg - Egenproducenter'!$V$50=1,$E35,0)","v":0},{"$f":"IF('2.2 Valg - Egenproducenter'!$W$50=1,$E35,0)","v":0},{"$f":"IF('2.2 Valg - Egenproducenter'!$X$50=1,$E35,0)","v":0},{"$f":"IF('2.2 Valg - Egenproducenter'!$Y$50=1,$E35,0)","v":0},{"$f":"IF('2.2 Valg - Egenproducenter'!Z50=1,$E35,0)","v":0},null,{"$f":"IF(OR('2.2 Valg - Egenproducenter'!V$47=1,'2.2 Valg - Egenproducenter'!V$53=1),$G35,0)","v":0},{"$f":"IF(OR('2.2 Valg - Egenproducenter'!W$47=1,'2.2 Valg - Egenproducenter'!W$53=1),$G35,0)","v":0},{"$f":"IF(OR('2.2 Valg - Egenproducenter'!X$47=1,'2.2 Valg - Egenproducenter'!X$53=1),$G35,0)","v":0},{"$f":"IF(OR('2.2 Valg - Egenproducenter'!Y$47=1,'2.2 Valg - Egenproducenter'!Y$53=1),$G35,0)","v":0},{"$f":"IF(OR('2.2 Valg - Egenproducenter'!Z$47=1,'2.2 Valg - Egenproducenter'!Z$53=1),$G35,0)","v":0},null,{"$f":"IF('2.2 Valg - Egenproducenter'!$V$59=1,$J35,0)","v":0},{"$f":"IF('2.2 Valg - Egenproducenter'!$W$59=1,$J35,0)","v":0},{"$f":"IF('2.2 Valg - Egenproducenter'!$X$59=1,$J35,0)","v":0},{"$f":"IF('2.2 Valg - Egenproducenter'!$Y$59=1,$J35,0)","v":0},{"$f":"IF('2.2 Valg - Egenproducenter'!$Z$59=1,$J35,0)","v":0},null,{"$f":"IF(AND('2.4 Valg - Omkostninger'!$R$37=3,OR('2.1 Valg - Forbrugstariffer'!$V$24=1,'2.1 Valg - Forbrugstariffer'!$V$25=1),OR('2.2 Valg - Egenproducenter'!V$56=1,'2.2 Valg - Egenproducenter'!V$62=1)),'3.1 Input - Stamoplysninger'!$G$59,IF(OR('2.2 Valg - Egenproducenter'!V$56=1,'2.2 Valg - Egenproducenter'!V$62=1),$M35,0))","v":0},{"$f":"IF(AND('2.4 Valg - Omkostninger'!$R$37=3,OR('2.1 Valg - Forbrugstariffer'!$V$24=1,'2.1 Valg - Forbrugstariffer'!$V$25=1),OR('2.2 Valg - Egenproducenter'!W$56=1,'2.2 Valg - Egenproducenter'!W$62=1)),'3.1 Input - Stamoplysninger'!$G$59,IF(OR('2.2 Valg - Egenproducenter'!W$56=1,'2.2 Valg - Egenproducenter'!W$62=1),$M35,0))","v":0},{"$f":"IF(AND('2.4 Valg - Omkostninger'!$R$37=3,OR('2.1 Valg - Forbrugstariffer'!$V$24=1,'2.1 Valg - Forbrugstariffer'!$V$25=1),OR('2.2 Valg - Egenproducenter'!X$56=1,'2.2 Valg - Egenproducenter'!X$62=1)),'3.1 Input - Stamoplysninger'!$G$59,IF(OR('2.2 Valg - Egenproducenter'!X$56=1,'2.2 Valg - Egenproducenter'!X$62=1),$M35,0))","v":0},{"$f":"IF(AND('2.4 Valg - Omkostninger'!$R$37=3,OR('2.1 Valg - Forbrugstariffer'!$V$24=1,'2.1 Valg - Forbrugstariffer'!$V$25=1),OR('2.2 Valg - Egenproducenter'!Y$56=1,'2.2 Valg - Egenproducenter'!Y$62=1)),'3.1 Input - Stamoplysninger'!$G$59,IF(OR('2.2 Valg - Egenproducenter'!Y$56=1,'2.2 Valg - Egenproducenter'!Y$62=1),$M35,0))","v":0},{"$f":"IF(AND('2.4 Valg - Omkostninger'!$R$37=3,OR('2.1 Valg - Forbrugstariffer'!$V$24=1,'2.1 Valg - Forbrugstariffer'!$V$25=1),OR('2.2 Valg - Egenproducenter'!Z$56=1,'2.2 Valg - Egenproducenter'!Z$62=1)),'3.1 Input - Stamoplysninger'!$G$59,IF(OR('2.2 Valg - Egenproducenter'!Z$56=1,'2.2 Valg - Egenproducenter'!Z$62=1),$M35,0))","v":0},null,{"$f":"IF(AND('2.4 Valg - Omkostninger'!$R$37=3,'2.2 Valg - Egenproducenter'!V$65=1,'2.1 Valg - Forbrugstariffer'!$V$26=1),'3.1 Input - Stamoplysninger'!$H$59,IF('2.2 Valg - Egenproducenter'!V$65=1,$Q35,0))","v":0},{"$f":"IF(AND('2.4 Valg - Omkostninger'!$R$37=3,'2.2 Valg - Egenproducenter'!W$65=1,'2.1 Valg - Forbrugstariffer'!$V$26=1),'3.1 Input - Stamoplysninger'!$H$59,IF('2.2 Valg - Egenproducenter'!W$65=1,$Q35,0))","v":0},{"$f":"IF(AND('2.4 Valg - Omkostninger'!$R$37=3,'2.2 Valg - Egenproducenter'!X$65=1,'2.1 Valg - Forbrugstariffer'!$V$26=1),'3.1 Input - Stamoplysninger'!$H$59,IF('2.2 Valg - Egenproducenter'!X$65=1,$Q35,0))","v":0},{"$f":"IF(AND('2.4 Valg - Omkostninger'!$R$37=3,'2.2 Valg - Egenproducenter'!Y$65=1,'2.1 Valg - Forbrugstariffer'!$V$26=1),'3.1 Input - Stamoplysninger'!$H$59,IF('2.2 Valg - Egenproducenter'!Y$65=1,$Q35,0))","v":0},{"$f":"IF(AND('2.4 Valg - Omkostninger'!$R$37=3,'2.2 Valg - Egenproducenter'!Z$65=1,'2.1 Valg - Forbrugstariffer'!$V$26=0),'3.1 Input - Stamoplysninger'!H58,IF('2.2 Valg - Egenproducenter'!Z$65=1,$P35,0))","v":0},null,{"$f":"IF('2.2 Valg - Egenproducenter'!V$51=1,$E35,0)","v":0},{"$f":"IF('2.2 Valg - Egenproducenter'!W$51=1,$E35,0)","v":0},{"$f":"IF('2.2 Valg - Egenproducenter'!X$51=1,$E35,0)","v":0},{"$f":"IF('2.2 Valg - Egenproducenter'!Y$51=1,$E35,0)","v":0},{"$f":"IF('2.2 Valg - Egenproducenter'!Z$51=1,$E35,0)","v":0},null,{"$f":"IF(OR('2.2 Valg - Egenproducenter'!V$48=1,'2.2 Valg - Egenproducenter'!V$54=1),$G35,0)","v":0},{"$f":"IF(OR('2.2 Valg - Egenproducenter'!W$48=1,'2.2 Valg - Egenproducenter'!W$54=1),$G35,0)","v":0},{"$f":"IF(OR('2.2 Valg - Egenproducenter'!X$48=1,'2.2 Valg - Egenproducenter'!X$54=1),$G35,0)","v":0},{"$f":"IF(OR('2.2 Valg - Egenproducenter'!Y$48=1,'2.2 Valg - Egenproducenter'!Y$54=1),$G35,0)","v":0},{"$f":"IF(OR('2.2 Valg - Egenproducenter'!Z$48=1,'2.2 Valg - Egenproducenter'!Z$54=1),$G35,0)","v":0},null,{"$f":"IF('2.2 Valg - Egenproducenter'!V$60=1,$J35,0)","v":0},{"$f":"IF('2.2 Valg - Egenproducenter'!W$60=1,$J35,0)","v":0},{"$f":"IF('2.2 Valg - Egenproducenter'!X$60=1,$J35,0)","v":0},{"$f":"IF('2.2 Valg - Egenproducenter'!Y$60=1,$J35,0)","v":0},{"$f":"IF('2.2 Valg - Egenproducenter'!Z$60=1,$J35,0)","v":0},null,{"$f":"IF(AND('2.4 Valg - Omkostninger'!$R$37=3,OR('2.1 Valg - Forbrugstariffer'!$V$24=1,'2.1 Valg - Forbrugstariffer'!$V$25=1),OR('2.2 Valg - Egenproducenter'!V$57=1,'2.2 Valg - Egenproducenter'!V$63=1)),'3.1 Input - Stamoplysninger'!$G$59,IF(OR('2.2 Valg - Egenproducenter'!V$57=1,'2.2 Valg - Egenproducenter'!V$63=1),$M35,0))","v":0},{"$f":"IF(AND('2.4 Valg - Omkostninger'!$R$37=3,OR('2.1 Valg - Forbrugstariffer'!$V$24=1,'2.1 Valg - Forbrugstariffer'!$V$25=1),OR('2.2 Valg - Egenproducenter'!W$57=1,'2.2 Valg - Egenproducenter'!W$63=1)),'3.1 Input - Stamoplysninger'!$G$59,IF(OR('2.2 Valg - Egenproducenter'!W$57=1,'2.2 Valg - Egenproducenter'!W$63=1),$M35,0))","v":0},{"$f":"IF(AND('2.4 Valg - Omkostninger'!$R$37=3,OR('2.1 Valg - Forbrugstariffer'!$V$24=1,'2.1 Valg - Forbrugstariffer'!$V$25=1),OR('2.2 Valg - Egenproducenter'!X$57=1,'2.2 Valg - Egenproducenter'!X$63=1)),'3.1 Input - Stamoplysninger'!$G$59,IF(OR('2.2 Valg - Egenproducenter'!X$57=1,'2.2 Valg - Egenproducenter'!X$63=1),$M35,0))","v":0},{"$f":"IF(AND('2.4 Valg - Omkostninger'!$R$37=3,OR('2.1 Valg - Forbrugstariffer'!$V$24=1,'2.1 Valg - Forbrugstariffer'!$V$25=1),OR('2.2 Valg - Egenproducenter'!Y$57=1,'2.2 Valg - Egenproducenter'!Y$63=1)),'3.1 Input - Stamoplysninger'!$G$59,IF(OR('2.2 Valg - Egenproducenter'!Y$57=1,'2.2 Valg - Egenproducenter'!Y$63=1),$M35,0))","v":0},{"$f":"IF(AND('2.4 Valg - Omkostninger'!$R$37=3,OR('2.1 Valg - Forbrugstariffer'!$V$24=1,'2.1 Valg - Forbrugstariffer'!$V$25=1),OR('2.2 Valg - Egenproducenter'!Z$57=1,'2.2 Valg - Egenproducenter'!Z$63=1)),'3.1 Input - Stamoplysninger'!$G$59,IF(OR('2.2 Valg - Egenproducenter'!Z$57=1,'2.2 Valg - Egenproducenter'!Z$63=1),$M35,0))","v":0},null,{"$f":"IF(AND('2.4 Valg - Omkostninger'!$R$37=3,'2.2 Valg - Egenproducenter'!V$66=1,'2.1 Valg - Forbrugstariffer'!$V$26=1),'3.1 Input - Stamoplysninger'!$H$59,IF('2.2 Valg - Egenproducenter'!V$66=1,$Q35,0))","v":0},{"$f":"IF(AND('2.4 Valg - Omkostninger'!$R$37=3,'2.2 Valg - Egenproducenter'!W$66=1,'2.1 Valg - Forbrugstariffer'!$V$26=1),'3.1 Input - Stamoplysninger'!$H$59,IF('2.2 Valg - Egenproducenter'!W$66=1,$Q35,0))","v":0},{"$f":"IF(AND('2.4 Valg - Omkostninger'!$R$37=3,'2.2 Valg - Egenproducenter'!X$66=1,'2.1 Valg - Forbrugstariffer'!$V$26=1),'3.1 Input - Stamoplysninger'!$H$59,IF('2.2 Valg - Egenproducenter'!X$66=1,$Q35,0))","v":0},{"$f":"IF(AND('2.4 Valg - Omkostninger'!$R$37=3,'2.2 Valg - Egenproducenter'!Y$66=1,'2.1 Valg - Forbrugstariffer'!$V$26=1),'3.1 Input - Stamoplysninger'!$H$59,IF('2.2 Valg - Egenproducenter'!Y$66=1,$Q35,0))","v":0},{"$f":"IF(AND('2.4 Valg - Omkostninger'!$R$37=3,'2.2 Valg - Egenproducenter'!Z$66=1,'2.1 Valg - Forbrugstariffer'!$V$26=1),'3.1 Input - Stamoplysninger'!$H$59,IF('2.2 Valg - Egenproducenter'!Z$66=1,$Q35,0))","v":0},null,null,null,{"$f":"IF('2.2 Valg - Egenproducenter'!X$52=1,$E35,0)","v":0},{"$f":"IF('2.2 Valg - Egenproducenter'!Y$52=1,$E35,0)","v":0},null,null,null,null,{"$f":"IF(OR('2.2 Valg - Egenproducenter'!X$49=1,'2.2 Valg - Egenproducenter'!X$55=1),$G35,0)","v":0},{"$f":"IF(OR('2.2 Valg - Egenproducenter'!Y$49=1,'2.2 Valg - Egenproducenter'!Y$55=1),$G35,0)","v":0},null,null,null,null,{"$f":"IF('2.2 Valg - Egenproducenter'!X$61=1,$J35,0)","v":0},{"$f":"IF('2.2 Valg - Egenproducenter'!Y$61=1,$J35,0)","v":0},null,null,null,null,{"$f":"IF(AND('2.4 Valg - Omkostninger'!$R$37=3,OR('2.1 Valg - Forbrugstariffer'!$V$24=1,'2.1 Valg - Forbrugstariffer'!$V$25=1),OR('2.2 Valg - Egenproducenter'!X$58=1,'2.2 Valg - Egenproducenter'!X$64=1)),'3.1 Input - Stamoplysninger'!$G$59,IF(OR('2.2 Valg - Egenproducenter'!X$58=1,'2.2 Valg - Egenproducenter'!X$64=1),$M35,0))","v":0},{"$f":"IF(AND('2.4 Valg - Omkostninger'!$R$37=3,OR('2.1 Valg - Forbrugstariffer'!$V$24=1,'2.1 Valg - Forbrugstariffer'!$V$25=1),OR('2.2 Valg - Egenproducenter'!Y$58=1,'2.2 Valg - Egenproducenter'!Y$64=1)),'3.1 Input - Stamoplysninger'!$G$59,IF(OR('2.2 Valg - Egenproducenter'!Y$58=1,'2.2 Valg - Egenproducenter'!Y$64=1),$M35,0))","v":0},null,null,null,null,{"$f":"IF(AND('2.4 Valg - Omkostninger'!$R$37=3,'2.2 Valg - Egenproducenter'!X$67=1,'2.1 Valg - Forbrugstariffer'!$V$26=1),'3.1 Input - Stamoplysninger'!$H$59,IF('2.2 Valg - Egenproducenter'!X$67=1,$Q35,0))","v":0},{"$f":"IF(AND('2.4 Valg - Omkostninger'!$R$37=3,'2.2 Valg - Egenproducenter'!Y$67=1,'2.1 Valg - Forbrugstariffer'!$V$26=1),'3.1 Input - Stamoplysninger'!$H$59,IF('2.2 Valg - Egenproducenter'!Y$67=1,$Q35,0))","v":0},{"$f":"IF(AND('2.4 Valg - Omkostninger'!$R$37=3,'2.2 Valg - Egenproducenter'!Z$67=1,'2.1 Valg - Forbrugstariffer'!$V$26=1),'3.1 Input - Stamoplysninger'!$H$59,IF('2.2 Valg - Egenproducenter'!Z$67=1,$Q35,0))","v":0},null,{"$f":"IF('2.3 Valg - Produktionsabon.'!$R$30=1,$E35,0)","v":0},null,{"$f":"IF(OR('2.3 Valg - Produktionsabon.'!$R$29=1,'2.3 Valg - Produktionsabon.'!$R$31=1),$G35,0)","v":0},null,{"$f":"IF('2.3 Valg - Produktionsabon.'!$R$33=1,$J35,0)","v":0},null,{"$f":"IF(AND('2.4 Valg - Omkostninger'!$R$37=3,OR('2.1 Valg - Forbrugstariffer'!$V$24=1,'2.1 Valg - Forbrugstariffer'!$V$25=1),OR('2.3 Valg - Produktionsabon.'!$R$32=1,'2.3 Valg - Produktionsabon.'!$R$34=1)),'3.1 Input - Stamoplysninger'!G59,IF(OR('2.3 Valg - Produktionsabon.'!$R$32=1,'2.3 Valg - Produktionsabon.'!$R$34=1),$M35,0))","v":0},null,{"$f":"IF('2.3 Valg - Produktionsabon.'!$R$35=1,Q35,0)","v":0}]
[null,"8.4 Øvrige anlægsaktiver",null,{"$f":"IF('2.1 Valg - Forbrugstariffer'!W21=1,IF('2.1 Valg - Forbrugstariffer'!$U$18=2,'4.3 Beregning - Abonnement'!G36,IF('2.1 Valg - Forbrugstariffer'!$U$18=3,'4.3 Beregning - Abonnement'!E36)),0)","v":0},{"$f":"IF('2.1 Valg - Forbrugstariffer'!$U$18=3,G36,0)","v":{"$error":"#DIV/0!"}},{"$f":"IF('2.1 Valg - Forbrugstariffer'!W19=1,E36,0)","v":0},{"$f":"IF('2.1 Valg - Forbrugstariffer'!$U$18>1,'4.2 Beregning - Totale omk.'!$P34/'4.1 Beregning - Mængder'!$G108*1000,0)","v":{"$error":"#DIV/0!"}},{"$f":"IF(OR('2.1 Valg - Forbrugstariffer'!W18=1,'2.1 Valg - Forbrugstariffer'!W20=1),G36,0)","v":0},null,{"$f":"IF('2.1 Valg - Forbrugstariffer'!U31=3,L36,0)","v":{"$error":"#DIV/0!"}},{"$f":"IF('2.1 Valg - Forbrugstariffer'!U37=1,J36,0)","v":0},{"$f":"IF('2.1 Valg - Forbrugstariffer'!U31>1,'4.2 Beregning - Totale omk.'!U34/'4.1 Beregning - Mængder'!K108*1000,0)","v":{"$error":"#DIV/0!"}},{"$f":"IF('2.1 Valg - Forbrugstariffer'!U31>1,L36,0)","v":{"$error":"#DIV/0!"}},{"$f":"IF(OR('2.1 Valg - Forbrugstariffer'!U36=1,'2.1 Valg - Forbrugstariffer'!U38=1),M36,0)","v":0},null,{"$f":"IF('2.1 Valg - Forbrugstariffer'!U44=2,'4.2 Beregning - Totale omk.'!Z34/'4.1 Beregning - Mængder'!O108*1000,0)","v":{"$error":"#DIV/0!"}},{"$f":"IF('2.1 Valg - Forbrugstariffer'!U44=2,P36,0)","v":{"$error":"#DIV/0!"}},null,{"$f":"IF('2.2 Valg - Egenproducenter'!$V$50=1,$E36,0)","v":0},{"$f":"IF('2.2 Valg - Egenproducenter'!$W$50=1,$E36,0)","v":0},{"$f":"IF('2.2 Valg - Egenproducenter'!$X$50=1,$E36,0)","v":0},{"$f":"IF('2.2 Valg - Egenproducenter'!$Y$50=1,$E36,0)","v":0},{"$f":"IF('2.2 Valg - Egenproducenter'!Z50=1,$E36,0)","v":0},null,{"$f":"IF(OR('2.2 Valg - Egenproducenter'!V$47=1,'2.2 Valg - Egenproducenter'!V$53=1),$G36,0)","v":0},{"$f":"IF(OR('2.2 Valg - Egenproducenter'!W$47=1,'2.2 Valg - Egenproducenter'!W$53=1),$G36,0)","v":0},{"$f":"IF(OR('2.2 Valg - Egenproducenter'!X$47=1,'2.2 Valg - Egenproducenter'!X$53=1),$G36,0)","v":0},{"$f":"IF(OR('2.2 Valg - Egenproducenter'!Y$47=1,'2.2 Valg - Egenproducenter'!Y$53=1),$G36,0)","v":0},{"$f":"IF(OR('2.2 Valg - Egenproducenter'!Z$47=1,'2.2 Valg - Egenproducenter'!Z$53=1),$G36,0)","v":0},null,{"$f":"IF('2.2 Valg - Egenproducenter'!$V$59=1,$J36,0)","v":0},{"$f":"IF('2.2 Valg - Egenproducenter'!$W$59=1,$J36,0)","v":0},{"$f":"IF('2.2 Valg - Egenproducenter'!$X$59=1,$J36,0)","v":0},{"$f":"IF('2.2 Valg - Egenproducenter'!$Y$59=1,$J36,0)","v":0},{"$f":"IF('2.2 Valg - Egenproducenter'!$Z$59=1,$J36,0)","v":0},null,{"$f":"IF(AND(OR('2.1 Valg - Forbrugstariffer'!$V$24=1,'2.1 Valg - Forbrugstariffer'!$V$25=1),OR('2.2 Valg - Egenproducenter'!V$56=1,'2.2 Valg - Egenproducenter'!V$62=1)),$L36,IF(OR('2.2 Valg - Egenproducenter'!V$56=1,'2.2 Valg - Egenproducenter'!V$62=1),$M36,0))","v":0},{"$f":"IF(AND(OR('2.1 Valg - Forbrugstariffer'!$V$24=1,'2.1 Valg - Forbrugstariffer'!$V$25=1),OR('2.2 Valg - Egenproducenter'!W$56=1,'2.2 Valg - Egenproducenter'!W$62=1)),$L36,IF(OR('2.2 Valg - Egenproducenter'!W$56=1,'2.2 Valg - Egenproducenter'!W$62=1),$M36,0))","v":0},{"$f":"IF(AND(OR('2.1 Valg - Forbrugstariffer'!$V$24=1,'2.1 Valg - Forbrugstariffer'!$V$25=1),OR('2.2 Valg - Egenproducenter'!X$56=1,'2.2 Valg - Egenproducenter'!X$62=1)),$L36,IF(OR('2.2 Valg - Egenproducenter'!X$56=1,'2.2 Valg - Egenproducenter'!X$62=1),$M36,0))","v":0},{"$f":"IF(AND(OR('2.1 Valg - Forbrugstariffer'!$V$24=1,'2.1 Valg - Forbrugstariffer'!$V$25=1),OR('2.2 Valg - Egenproducenter'!Y$56=1,'2.2 Valg - Egenproducenter'!Y$62=1)),$L36,IF(OR('2.2 Valg - Egenproducenter'!Y$56=1,'2.2 Valg - Egenproducenter'!Y$62=1),$M36,0))","v":0},{"$f":"IF(AND(OR('2.1 Valg - Forbrugstariffer'!$V$24=1,'2.1 Valg - Forbrugstariffer'!$V$25=1),OR('2.2 Valg - Egenproducenter'!Z$56=1,'2.2 Valg - Egenproducenter'!Z$62=1)),$L36,IF(OR('2.2 Valg - Egenproducenter'!Z$56=1,'2.2 Valg - Egenproducenter'!Z$62=1),$M36,0))","v":0},null,{"$f":"IF(AND('2.2 Valg - Egenproducenter'!V$65=1,'2.1 Valg - Forbrugstariffer'!$V$26=1),$P36,IF('2.2 Valg - Egenproducenter'!V$65=1,$Q36,0))","v":0},{"$f":"IF(AND('2.2 Valg - Egenproducenter'!W$65=1,'2.1 Valg - Forbrugstariffer'!$V$26=1),$P36,IF('2.2 Valg - Egenproducenter'!W$65=1,$Q36,0))","v":0},{"$f":"IF(AND('2.2 Valg - Egenproducenter'!X$65=1,'2.1 Valg - Forbrugstariffer'!$V$26=1),$P36,IF('2.2 Valg - Egenproducenter'!X$65=1,$Q36,0))","v":0},{"$f":"IF(AND('2.2 Valg - Egenproducenter'!Y$65=1,'2.1 Valg - Forbrugstariffer'!$V$26=1),$P36,IF('2.2 Valg - Egenproducenter'!Y$65=1,$Q36,0))","v":0},{"$f":"IF(AND('2.2 Valg - Egenproducenter'!Z$65=1,'2.1 Valg - Forbrugstariffer'!$V$26=0),$Q36,IF('2.2 Valg - Egenproducenter'!Z$65=1,$P36,0))","v":0},null,{"$f":"IF('2.2 Valg - Egenproducenter'!V$51=1,$E36,0)","v":0},{"$f":"IF('2.2 Valg - Egenproducenter'!W$51=1,$E36,0)","v":0},{"$f":"IF('2.2 Valg - Egenproducenter'!X$51=1,$E36,0)","v":0},{"$f":"IF('2.2 Valg - Egenproducenter'!Y$51=1,$E36,0)","v":0},{"$f":"IF('2.2 Valg - Egenproducenter'!Z$51=1,$E36,0)","v":0},null,{"$f":"IF(OR('2.2 Valg - Egenproducenter'!V$48=1,'2.2 Valg - Egenproducenter'!V$54=1),$G36,0)","v":0},{"$f":"IF(OR('2.2 Valg - Egenproducenter'!W$48=1,'2.2 Valg - Egenproducenter'!W$54=1),$G36,0)","v":0},{"$f":"IF(OR('2.2 Valg - Egenproducenter'!X$48=1,'2.2 Valg - Egenproducenter'!X$54=1),$G36,0)","v":0},{"$f":"IF(OR('2.2 Valg - Egenproducenter'!Y$48=1,'2.2 Valg - Egenproducenter'!Y$54=1),$G36,0)","v":0},{"$f":"IF(OR('2.2 Valg - Egenproducenter'!Z$48=1,'2.2 Valg - Egenproducenter'!Z$54=1),$G36,0)","v":0},null,{"$f":"IF('2.2 Valg - Egenproducenter'!V$60=1,$J36,0)","v":0},{"$f":"IF('2.2 Valg - Egenproducenter'!W$60=1,$J36,0)","v":0},{"$f":"IF('2.2 Valg - Egenproducenter'!X$60=1,$J36,0)","v":0},{"$f":"IF('2.2 Valg - Egenproducenter'!Y$60=1,$J36,0)","v":0},{"$f":"IF('2.2 Valg - Egenproducenter'!Z$60=1,$J36,0)","v":0},null,{"$f":"IF(AND(OR('2.1 Valg - Forbrugstariffer'!$V$24=1,'2.1 Valg - Forbrugstariffer'!$V$25=1),OR('2.2 Valg - Egenproducenter'!V$57=1,'2.2 Valg - Egenproducenter'!V$63=1)),$L36,IF(OR('2.2 Valg - Egenproducenter'!V$57=1,'2.2 Valg - Egenproducenter'!V$63=1),$M36,0))","v":0},{"$f":"IF(AND(OR('2.1 Valg - Forbrugstariffer'!$V$24=1,'2.1 Valg - Forbrugstariffer'!$V$25=1),OR('2.2 Valg - Egenproducenter'!W$57=1,'2.2 Valg - Egenproducenter'!W$63=1)),$L36,IF(OR('2.2 Valg - Egenproducenter'!W$57=1,'2.2 Valg - Egenproducenter'!W$63=1),$M36,0))","v":0},{"$f":"IF(AND(OR('2.1 Valg - Forbrugstariffer'!$V$24=1,'2.1 Valg - Forbrugstariffer'!$V$25=1),OR('2.2 Valg - Egenproducenter'!X$57=1,'2.2 Valg - Egenproducenter'!X$63=1)),$L36,IF(OR('2.2 Valg - Egenproducenter'!X$57=1,'2.2 Valg - Egenproducenter'!X$63=1),$M36,0))","v":0},{"$f":"IF(AND(OR('2.1 Valg - Forbrugstariffer'!$V$24=1,'2.1 Valg - Forbrugstariffer'!$V$25=1),OR('2.2 Valg - Egenproducenter'!Y$57=1,'2.2 Valg - Egenproducenter'!Y$63=1)),$L36,IF(OR('2.2 Valg - Egenproducenter'!Y$57=1,'2.2 Valg - Egenproducenter'!Y$63=1),$M36,0))","v":0},{"$f":"IF(AND(OR('2.1 Valg - Forbrugstariffer'!$V$24=1,'2.1 Valg - Forbrugstariffer'!$V$25=1),OR('2.2 Valg - Egenproducenter'!Z$57=1,'2.2 Valg - Egenproducenter'!Z$63=1)),$L36,IF(OR('2.2 Valg - Egenproducenter'!Z$57=1,'2.2 Valg - Egenproducenter'!Z$63=1),$M36,0))","v":0},null,{"$f":"IF(AND('2.2 Valg - Egenproducenter'!V$66=1,'2.1 Valg - Forbrugstariffer'!$V$26=1),$P36,IF('2.2 Valg - Egenproducenter'!V$66=1,$Q36,0))","v":0},{"$f":"IF(AND('2.2 Valg - Egenproducenter'!W$66=1,'2.1 Valg - Forbrugstariffer'!$V$26=1),$P36,IF('2.2 Valg - Egenproducenter'!W$66=1,$Q36,0))","v":0},{"$f":"IF(AND('2.2 Valg - Egenproducenter'!X$66=1,'2.1 Valg - Forbrugstariffer'!$V$26=1),$P36,IF('2.2 Valg - Egenproducenter'!X$66=1,$Q36,0))","v":0},{"$f":"IF(AND('2.2 Valg - Egenproducenter'!Y$66=1,'2.1 Valg - Forbrugstariffer'!$V$26=1),$P36,IF('2.2 Valg - Egenproducenter'!Y$66=1,$Q36,0))","v":0},{"$f":"IF(AND('2.2 Valg - Egenproducenter'!Z$66=1,'2.1 Valg - Forbrugstariffer'!$V$26=1),$P36,IF('2.2 Valg - Egenproducenter'!Z$66=1,$Q36,0))","v":0},null,null,null,{"$f":"IF('2.2 Valg - Egenproducenter'!X$52=1,$E36,0)","v":0},{"$f":"IF('2.2 Valg - Egenproducenter'!Y$52=1,$E36,0)","v":0},null,null,null,null,{"$f":"IF(OR('2.2 Valg - Egenproducenter'!X$49=1,'2.2 Valg - Egenproducenter'!X$55=1),$G36,0)","v":0},{"$f":"IF(OR('2.2 Valg - Egenproducenter'!Y$49=1,'2.2 Valg - Egenproducenter'!Y$55=1),$G36,0)","v":0},null,null,null,null,{"$f":"IF('2.2 Valg - Egenproducenter'!X$61=1,$J36,0)","v":0},{"$f":"IF('2.2 Valg - Egenproducenter'!Y$61=1,$J36,0)","v":0},null,null,null,null,{"$f":"IF(AND(OR('2.1 Valg - Forbrugstariffer'!$V$24=1,'2.1 Valg - Forbrugstariffer'!$V$25=1),OR('2.2 Valg - Egenproducenter'!X$58=1,'2.2 Valg - Egenproducenter'!X$64=1)),$L36,IF(OR('2.2 Valg - Egenproducenter'!X$58=1,'2.2 Valg - Egenproducenter'!X$64=1),$M36,0))","v":0},{"$f":"IF(AND(OR('2.1 Valg - Forbrugstariffer'!$V$24=1,'2.1 Valg - Forbrugstariffer'!$V$25=1),OR('2.2 Valg - Egenproducenter'!Y$58=1,'2.2 Valg - Egenproducenter'!Y$64=1)),$L36,IF(OR('2.2 Valg - Egenproducenter'!Y$58=1,'2.2 Valg - Egenproducenter'!Y$64=1),$M36,0))","v":0},null,null,null,null,{"$f":"IF(AND('2.2 Valg - Egenproducenter'!X$67=1,'2.1 Valg - Forbrugstariffer'!$V$26=1),$P36,IF('2.2 Valg - Egenproducenter'!X$67=1,$Q36,0))","v":0},{"$f":"IF(AND('2.2 Valg - Egenproducenter'!Y$67=1,'2.1 Valg - Forbrugstariffer'!$V$26=1),$P36,IF('2.2 Valg - Egenproducenter'!Y$67=1,$Q36,0))","v":0},{"$f":"IF(AND('2.2 Valg - Egenproducenter'!Z$67=1,'2.1 Valg - Forbrugstariffer'!$V$26=1),$P36,IF('2.2 Valg - Egenproducenter'!Z$67=1,$Q36,0))","v":0},null,{"$f":"IF('2.3 Valg - Produktionsabon.'!$R$30=1,$E36,0)","v":0},null,{"$f":"IF(OR('2.3 Valg - Produktionsabon.'!$R$29=1,'2.3 Valg - Produktionsabon.'!$R$31=1),$G36,0)","v":0},null,{"$f":"IF('2.3 Valg - Produktionsabon.'!$R$33=1,$J36,0)","v":0},null,{"$f":"IF(AND(OR('2.1 Valg - Forbrugstariffer'!$V$24=1,'2.1 Valg - Forbrugstariffer'!$V$25=1),OR('2.3 Valg - Produktionsabon.'!$R$32=1,'2.3 Valg - Produktionsabon.'!$R$34=1)),$L36,IF(OR('2.3 Valg - Produktionsabon.'!$R$32=1,'2.3 Valg - Produktionsabon.'!$R$34=1),$M36,0))","v":0},null,{"$f":"IF('2.3 Valg - Produktionsabon.'!$R$35=1,Q36,0)","v":0}]
[]
[]
[]
[null,"Total før afrunding",null,{"$f":"SUM(D14:D36)","v":0},{"$f":"SUM(E14:E36)","v":{"$error":"#DIV/0!"}},{"$f":"SUM(F14:F36)","v":0},{"$f":"SUM(G14:G36)","v":{"$error":"#DIV/0!"}},{"$f":"SUM(H14:H36)","v":0},null,{"$f":"SUM(J14:J36)","v":{"$error":"#DIV/0!"}},{"$f":"SUM(K14:K36)","v":0},{"$f":"IF(L12=\"Skabelon\",SUM(L14:L36),0)","v":{"$error":"#DIV/0!"}},{"$f":"IF(M12=\"Time\",SUM(M14:M36),0)","v":{"$error":"#DIV/0!"}},{"$f":"SUM(N14:N36)","v":0},null,{"$f":"IF(P12=\"Skabelon\",SUM(P14:P36),0)","v":{"$error":"#DIV/0!"}},{"$f":"IF(Q12=\"Time\",SUM(Q14:Q36),0)","v":{"$error":"#DIV/0!"}},null,{"$f":"SUM(S14:S36)","v":0},{"$f":"SUM(T14:T36)","v":0},{"$f":"SUM(U14:U36)","v":0},{"$f":"SUM(V14:V36)","v":0},{"$f":"SUM(W14:W36)","v":0},null,{"$f":"SUM(Y14:Y36)","v":0},{"$f":"SUM(Z14:Z36)","v":0},{"$f":"SUM(AA14:AA36)","v":0},{"$f":"SUM(AB14:AB36)","v":0},{"$f":"SUM(AC14:AC36)","v":0},null,{"$f":"SUM(AE14:AE36)","v":0},{"$f":"SUM(AF14:AF36)","v":0},{"$f":"SUM(AG14:AG36)","v":0},{"$f":"SUM(AH14:AH36)","v":0},{"$f":"SUM(AI14:AI36)","v":0},null,{"$f":"SUM(AK14:AK36)","v":0},{"$f":"SUM(AL14:AL36)","v":0},{"$f":"SUM(AM14:AM36)","v":0},{"$f":"SUM(AN14:AN36)","v":0},{"$f":"SUM(AO14:AO36)","v":0},null,{"$f":"SUM(AQ14:AQ36)","v":0},{"$f":"SUM(AR14:AR36)","v":0},{"$f":"SUM(AS14:AS36)","v":0},{"$f":"SUM(AT14:AT36)","v":0},{"$f":"SUM(AU14:AU36)","v":0},null,{"$f":"SUM(AW14:AW36)","v":0},{"$f":"SUM(AX14:AX36)","v":0},{"$f":"SUM(AY14:AY36)","v":0},{"$f":"SUM(AZ14:AZ36)","v":0},{"$f":"SUM(BA14:BA36)","v":0},null,{"$f":"SUM(BC14:BC36)","v":0},{"$f":"SUM(BD14:BD36)","v":0},{"$f":"SUM(BE14:BE36)","v":0},{"$f":"SUM(BF14:BF36)","v":0},{"$f":"SUM(BG14:BG36)","v":0},null,{"$f":"SUM(BI14:BI36)","v":0},{"$f":"SUM(BJ14:BJ36)","v":0},{"$f":"SUM(BK14:BK36)","v":0},{"$f":"SUM(BL14:BL36)","v":0},{"$f":"SUM(BM14:BM36)","v":0},null,{"$f":"SUM(BO14:BO36)","v":0},{"$f":"SUM(BP14:BP36)","v":0},{"$f":"SUM(BQ14:BQ36)","v":0},{"$f":"SUM(BR14:BR36)","v":0},{"$f":"SUM(BS14:BS36)","v":0},null,{"$f":"SUM(BU14:BU36)","v":0},{"$f":"SUM(BV14:BV36)","v":0},{"$f":"SUM(BW14:BW36)","v":0},{"$f":"SUM(BX14:BX36)","v":0},{"$f":"SUM(BY14:BY36)","v":0},null,null,null,{"$f":"SUM(CC14:CC36)","v":0},{"$f":"SUM(CD14:CD36)","v":0},null,null,null,null,{"$f":"SUM(CI14:CI36)","v":0},{"$f":"SUM(CJ14:CJ36)","v":0},null,null,null,null,{"$f":"SUM(CO14:CO36)","v":0},{"$f":"SUM(CP14:CP36)","v":0},null,null,null,null,{"$f":"SUM(CU14:CU36)","v":0},{"$f":"SUM(CV14:CV36)","v":0},null,null,null,null,{"$f":"SUM(DA14:DA36)","v":0},{"$f":"SUM(DB14:DB36)","v":0},{"$f":"SUM(DC14:DC36)","v":0},null,{"$f":"SUM(DE14:DE36)","v":0},0,0,0,0,0,0,0,{"$f":"SUM(DM14:DM36)","v":0},{"$f":"SUM(DN14:DN36)","v":0}]
[null,"Total efter afrunding",null,{"$f":"IF('3.1 Input - Stamoplysninger'!$Q$20=TRUE, ROUND('4.3 Beregning - Abonnement'!D40/12,0)*12, '4.3 Beregning - Abonnement'!D40)","v":0},{"$f":"IF('3.1 Input - Stamoplysninger'!$Q$20=TRUE, ROUND('4.3 Beregning - Abonnement'!E40/12,0)*12, '4.3 Beregning - Abonnement'!E40)","v":{"$error":"#DIV/0!"}},{"$f":"IF('3.1 Input - Stamoplysninger'!$Q$20=TRUE, ROUND('4.3 Beregning - Abonnement'!F40/12,0)*12, '4.3 Beregning - Abonnement'!F40)","v":0},{"$f":"IF('3.1 Input - Stamoplysninger'!$Q$20=TRUE, ROUND('4.3 Beregning - Abonnement'!G40/12,0)*12, '4.3 Beregning - Abonnement'!G40)","v":{"$error":"#DIV/0!"}},{"$f":"IF('3.1 Input - Stamoplysninger'!$Q$20=TRUE, ROUND('4.3 Beregning - Abonnement'!H40/12,0)*12, '4.3 Beregning - Abonnement'!H40)","v":0},null,{"$f":"IF('3.1 Input - Stamoplysninger'!$Q$20=TRUE, ROUND('4.3 Beregning - Abonnement'!J40/12,0)*12, '4.3 Beregning - Abonnement'!J40)","v":{"$error":"#DIV/0!"}},{"$f":"IF('3.1 Input - Stamoplysninger'!$Q$20=TRUE, ROUND('4.3 Beregning - Abonnement'!K40/12,0)*12, '4.3 Beregning - Abonnement'!K40)","v":0},{"$f":"IF('3.1 Input - Stamoplysninger'!$Q$20=TRUE, ROUND('4.3 Beregning - Abonnement'!L40/12,0)*12, '4.3 Beregning - Abonnement'!L40)","v":{"$error":"#DIV/0!"}},{"$f":"IF('3.1 Input - Stamoplysninger'!$Q$20=TRUE, ROUND('4.3 Beregning - Abonnement'!M40/12,0)*12, '4.3 Beregning - Abonnement'!M40)","v":{"$error":"#DIV/0!"}},{"$f":"IF('3.1 Input - Stamoplysninger'!$Q$20=TRUE, ROUND('4.3 Beregning - Abonnement'!N40/12,0)*12, '4.3 Beregning - Abonnement'!N40)","v":0},null,{"$f":"IF('3.1 Input - Stamoplysninger'!$Q$20=TRUE, ROUND('4.3 Beregning - Abonnement'!P40/12,0)*12, '4.3 Beregning - Abonnement'!P40)","v":{"$error":"#DIV/0!"}},{"$f":"IF('3.1 Input - Stamoplysninger'!$Q$20=TRUE, ROUND('4.3 Beregning - Abonnement'!Q40/12,0)*12, '4.3 Beregning - Abonnement'!Q40)","v":{"$error":"#DIV/0!"}},null,{"$f":"IF('3.1 Input - Stamoplysninger'!$Q$20=TRUE, ROUND('4.3 Beregning - Abonnement'!S40/12,0)*12, '4.3 Beregning - Abonnement'!S40)","v":0},{"$f":"IF('3.1 Input - Stamoplysninger'!$Q$20=TRUE, ROUND('4.3 Beregning - Abonnement'!T40/12,0)*12, '4.3 Beregning - Abonnement'!T40)","v":0},{"$f":"IF('3.1 Input - Stamoplysninger'!$Q$20=TRUE, ROUND('4.3 Beregning - Abonnement'!U40/12,0)*12, '4.3 Beregning - Abonnement'!U40)","v":0},{"$f":"IF('3.1 Input - Stamoplysninger'!$Q$20=TRUE, ROUND('4.3 Beregning - Abonnement'!V40/12,0)*12, '4.3 Beregning - Abonnement'!V40)","v":0},{"$f":"IF('3.1 Input - Stamoplysninger'!$Q$20=TRUE, ROUND('4.3 Beregning - Abonnement'!W40/12,0)*12, '4.3 Beregning - Abonnement'!W40)","v":0},null,{"$f":"IF('3.1 Input - Stamoplysninger'!$Q$20=TRUE, ROUND('4.3 Beregning - Abonnement'!Y40/12,0)*12, '4.3 Beregning - Abonnement'!Y40)","v":0},{"$f":"IF('3.1 Input - Stamoplysninger'!$Q$20=TRUE, ROUND('4.3 Beregning - Abonnement'!Z40/12,0)*12, '4.3 Beregning - Abonnement'!Z40)","v":0},{"$f":"IF('3.1 Input - Stamoplysninger'!$Q$20=TRUE, ROUND('4.3 Beregning - Abonnement'!AA40/12,0)*12, '4.3 Beregning - Abonnement'!AA40)","v":0},{"$f":"IF('3.1 Input - Stamoplysninger'!$Q$20=TRUE, ROUND('4.3 Beregning - Abonnement'!AB40/12,0)*12, '4.3 Beregning - Abonnement'!AB40)","v":0},{"$f":"IF('3.1 Input - Stamoplysninger'!$Q$20=TRUE, ROUND('4.3 Beregning - Abonnement'!AC40/12,0)*12, '4.3 Beregning - Abonnement'!AC40)","v":0},null,{"$f":"IF('3.1 Input - Stamoplysninger'!$Q$20=TRUE, ROUND('4.3 Beregning - Abonnement'!AE40/12,0)*12, '4.3 Beregning - Abonnement'!AE40)","v":0},{"$f":"IF('3.1 Input - Stamoplysninger'!$Q$20=TRUE, ROUND('4.3 Beregning - Abonnement'!AF40/12,0)*12, '4.3 Beregning - Abonnement'!AF40)","v":0},{"$f":"IF('3.1 Input - Stamoplysninger'!$Q$20=TRUE, ROUND('4.3 Beregning - Abonnement'!AG40/12,0)*12, '4.3 Beregning - Abonnement'!AG40)","v":0},{"$f":"IF('3.1 Input - Stamoplysninger'!$Q$20=TRUE, ROUND('4.3 Beregning - Abonnement'!AH40/12,0)*12, '4.3 Beregning - Abonnement'!AH40)","v":0},{"$f":"IF('3.1 Input - Stamoplysninger'!$Q$20=TRUE, ROUND('4.3 Beregning - Abonnement'!AI40/12,0)*12, '4.3 Beregning - Abonnement'!AI40)","v":0},null,{"$f":"IF('3.1 Input - Stamoplysninger'!$Q$20=TRUE, ROUND('4.3 Beregning - Abonnement'!AK40/12,0)*12, '4.3 Beregning - Abonnement'!AK40)","v":0},{"$f":"IF('3.1 Input - Stamoplysninger'!$Q$20=TRUE, ROUND('4.3 Beregning - Abonnement'!AL40/12,0)*12, '4.3 Beregning - Abonnement'!AL40)","v":0},{"$f":"IF('3.1 Input - Stamoplysninger'!$Q$20=TRUE, ROUND('4.3 Beregning - Abonnement'!AM40/12,0)*12, '4.3 Beregning - Abonnement'!AM40)","v":0},{"$f":"IF('3.1 Input - Stamoplysninger'!$Q$20=TRUE, ROUND('4.3 Beregning - Abonnement'!AN40/12,0)*12, '4.3 Beregning - Abonnement'!AN40)","v":0},{"$f":"IF('3.1 Input - Stamoplysninger'!$Q$20=TRUE, ROUND('4.3 Beregning - Abonnement'!AO40/12,0)*12, '4.3 Beregning - Abonnement'!AO40)","v":0},null,{"$f":"IF('3.1 Input - Stamoplysninger'!$Q$20=TRUE, ROUND('4.3 Beregning - Abonnement'!AQ40/12,0)*12, '4.3 Beregning - Abonnement'!AQ40)","v":0},{"$f":"IF('3.1 Input - Stamoplysninger'!$Q$20=TRUE, ROUND('4.3 Beregning - Abonnement'!AR40/12,0)*12, '4.3 Beregning - Abonnement'!AR40)","v":0},{"$f":"IF('3.1 Input - Stamoplysninger'!$Q$20=TRUE, ROUND('4.3 Beregning - Abonnement'!AS40/12,0)*12, '4.3 Beregning - Abonnement'!AS40)","v":0},{"$f":"IF('3.1 Input - Stamoplysninger'!$Q$20=TRUE, ROUND('4.3 Beregning - Abonnement'!AT40/12,0)*12, '4.3 Beregning - Abonnement'!AT40)","v":0},{"$f":"IF('3.1 Input - Stamoplysninger'!$Q$20=TRUE, ROUND('4.3 Beregning - Abonnement'!AU40/12,0)*12, '4.3 Beregning - Abonnement'!AU40)","v":0},null,{"$f":"IF('3.1 Input - Stamoplysninger'!$Q$20=TRUE, ROUND('4.3 Beregning - Abonnement'!AW40/12,0)*12, '4.3 Beregning - Abonnement'!AW40)","v":0},{"$f":"IF('3.1 Input - Stamoplysninger'!$Q$20=TRUE, ROUND('4.3 Beregning - Abonnement'!AX40/12,0)*12, '4.3 Beregning - Abonnement'!AX40)","v":0},{"$f":"IF('3.1 Input - Stamoplysninger'!$Q$20=TRUE, ROUND('4.3 Beregning - Abonnement'!AY40/12,0)*12, '4.3 Beregning - Abonnement'!AY40)","v":0},{"$f":"IF('3.1 Input - Stamoplysninger'!$Q$20=TRUE, ROUND('4.3 Beregning - Abonnement'!AZ40/12,0)*12, '4.3 Beregning - Abonnement'!AZ40)","v":0},{"$f":"IF('3.1 Input - Stamoplysninger'!$Q$20=TRUE, ROUND('4.3 Beregning - Abonnement'!BA40/12,0)*12, '4.3 Beregning - Abonnement'!BA40)","v":0},null,{"$f":"IF('3.1 Input - Stamoplysninger'!$Q$20=TRUE, ROUND('4.3 Beregning - Abonnement'!BC40/12,0)*12, '4.3 Beregning - Abonnement'!BC40)","v":0},{"$f":"IF('3.1 Input - Stamoplysninger'!$Q$20=TRUE, ROUND('4.3 Beregning - Abonnement'!BD40/12,0)*12, '4.3 Beregning - Abonnement'!BD40)","v":0},{"$f":"IF('3.1 Input - Stamoplysninger'!$Q$20=TRUE, ROUND('4.3 Beregning - Abonnement'!BE40/12,0)*12, '4.3 Beregning - Abonnement'!BE40)","v":0},{"$f":"IF('3.1 Input - Stamoplysninger'!$Q$20=TRUE, ROUND('4.3 Beregning - Abonnement'!BF40/12,0)*12, '4.3 Beregning - Abonnement'!BF40)","v":0},{"$f":"IF('3.1 Input - Stamoplysninger'!$Q$20=TRUE, ROUND('4.3 Beregning - Abonnement'!BG40/12,0)*12, '4.3 Beregning - Abonnement'!BG40)","v":0},null,{"$f":"IF('3.1 Input - Stamoplysninger'!$Q$20=TRUE, ROUND('4.3 Beregning - Abonnement'!BI40/12,0)*12, '4.3 Beregning - Abonnement'!BI40)","v":0},{"$f":"IF('3.1 Input - Stamoplysninger'!$Q$20=TRUE, ROUND('4.3 Beregning - Abonnement'!BJ40/12,0)*12, '4.3 Beregning - Abonnement'!BJ40)","v":0},{"$f":"IF('3.1 Input - Stamoplysninger'!$Q$20=TRUE, ROUND('4.3 Beregning - Abonnement'!BK40/12,0)*12, '4.3 Beregning - Abonnement'!BK40)","v":0},{"$f":"IF('3.1 Input - Stamoplysninger'!$Q$20=TRUE, ROUND('4.3 Beregning - Abonnement'!BL40/12,0)*12, '4.3 Beregning - Abonnement'!BL40)","v":0},{"$f":"IF('3.1 Input - Stamoplysninger'!$Q$20=TRUE, ROUND('4.3 Beregning - Abonnement'!BM40/12,0)*12, '4.3 Beregning - Abonnement'!BM40)","v":0},null,{"$f":"IF('3.1 Input - Stamoplysninger'!$Q$20=TRUE, ROUND('4.3 Beregning - Abonnement'!BO40/12,0)*12, '4.3 Beregning - Abonnement'!BO40)","v":0},{"$f":"IF('3.1 Input - Stamoplysninger'!$Q$20=TRUE, ROUND('4.3 Beregning - Abonnement'!BP40/12,0)*12, '4.3 Beregning - Abonnement'!BP40)","v":0},{"$f":"IF('3.1 Input - Stamoplysninger'!$Q$20=TRUE, ROUND('4.3 Beregning - Abonnement'!BQ40/12,0)*12, '4.3 Beregning - Abonnement'!BQ40)","v":0},{"$f":"IF('3.1 Input - Stamoplysninger'!$Q$20=TRUE, ROUND('4.3 Beregning - Abonnement'!BR40/12,0)*12, '4.3 Beregning - Abonnement'!BR40)","v":0},{"$f":"IF('3.1 Input - Stamoplysninger'!$Q$20=TRUE, ROUND('4.3 Beregning - Abonnement'!BS40/12,0)*12, '4.3 Beregning - Abonnement'!BS40)","v":0},null,{"$f":"IF('3.1 Input - Stamoplysninger'!$Q$20=TRUE, ROUND('4.3 Beregning - Abonnement'!BU40/12,0)*12, '4.3 Beregning - Abonnement'!BU40)","v":0},{"$f":"IF('3.1 Input - Stamoplysninger'!$Q$20=TRUE, ROUND('4.3 Beregning - Abonnement'!BV40/12,0)*12, '4.3 Beregning - Abonnement'!BV40)","v":0},{"$f":"IF('3.1 Input - Stamoplysninger'!$Q$20=TRUE, ROUND('4.3 Beregning - Abonnement'!BW40/12,0)*12, '4.3 Beregning - Abonnement'!BW40)","v":0},{"$f":"IF('3.1 Input - Stamoplysninger'!$Q$20=TRUE, ROUND('4.3 Beregning - Abonnement'!BX40/12,0)*12, '4.3 Beregning - Abonnement'!BX40)","v":0},{"$f":"IF('3.1 Input - Stamoplysninger'!$Q$20=TRUE, ROUND('4.3 Beregning - Abonnement'!BY40/12,0)*12, '4.3 Beregning - Abonnement'!BY40)","v":0},null,null,null,{"$f":"IF('3.1 Input - Stamoplysninger'!$Q$20=TRUE, ROUND('4.3 Beregning - Abonnement'!CC40/12,0)*12, '4.3 Beregning - Abonnement'!CC40)","v":0},{"$f":"IF('3.1 Input - Stamoplysninger'!$Q$20=TRUE, ROUND('4.3 Beregning - Abonnement'!CD40/12,0)*12, '4.3 Beregning - Abonnement'!CD40)","v":0},null,null,null,null,{"$f":"IF('3.1 Input - Stamoplysninger'!$Q$20=TRUE, ROUND('4.3 Beregning - Abonnement'!CI40/12,0)*12, '4.3 Beregning - Abonnement'!CI40)","v":0},{"$f":"IF('3.1 Input - Stamoplysninger'!$Q$20=TRUE, ROUND('4.3 Beregning - Abonnement'!CJ40/12,0)*12, '4.3 Beregning - Abonnement'!CJ40)","v":0},null,null,null,null,{"$f":"IF('3.1 Input - Stamoplysninger'!$Q$20=TRUE, ROUND('4.3 Beregning - Abonnement'!CO40/12,0)*12, '4.3 Beregning - Abonnement'!CO40)","v":0},{"$f":"IF('3.1 Input - Stamoplysninger'!$Q$20=TRUE, ROUND('4.3 Beregning - Abonnement'!CP40/12,0)*12, '4.3 Beregning - Abonnement'!CP40)","v":0},null,null,null,null,{"$f":"IF('3.1 Input - Stamoplysninger'!$Q$20=TRUE, ROUND('4.3 Beregning - Abonnement'!CU40/12,0)*12, '4.3 Beregning - Abonnement'!CU40)","v":0},{"$f":"IF('3.1 Input - Stamoplysninger'!$Q$20=TRUE, ROUND('4.3 Beregning - Abonnement'!CV40/12,0)*12, '4.3 Beregning - Abonnement'!CV40)","v":0},null,null,null,null,{"$f":"IF('3.1 Input - Stamoplysninger'!$Q$20=TRUE, ROUND('4.3 Beregning - Abonnement'!DA40/12,0)*12, '4.3 Beregning - Abonnement'!DA40)","v":0},{"$f":"IF('3.1 Input - Stamoplysninger'!$Q$20=TRUE, ROUND('4.3 Beregning - Abonnement'!DB40/12,0)*12, '4.3 Beregning - Abonnement'!DB40)","v":0},{"$f":"IF('3.1 Input - Stamoplysninger'!$Q$20=TRUE, ROUND('4.3 Beregning - Abonnement'!DC40/12,0)*12, '4.3 Beregning - Abonnement'!DC40)","v":0},null,{"$f":"IF('3.1 Input - Stamoplysninger'!$Q$20=TRUE, ROUND('4.3 Beregning - Abonnement'!DE40/12,0)*12, '4.3 Beregning - Abonnement'!DE40)","v":0},{"$f":"IF('3.1 Input - Stamoplysninger'!$Q$20=TRUE, ROUND('4.3 Beregning - Abonnement'!DF40/12,0)*12, '4.3 Beregning - Abonnement'!DF40)","v":0},{"$f":"IF('3.1 Input - Stamoplysninger'!$Q$20=TRUE, ROUND('4.3 Beregning - Abonnement'!DG40/12,0)*12, '4.3 Beregning - Abonnement'!DG40)","v":0},{"$f":"IF('3.1 Input - Stamoplysninger'!$Q$20=TRUE, ROUND('4.3 Beregning - Abonnement'!DH40/12,0)*12, '4.3 Beregning - Abonnement'!DH40)","v":0},{"$f":"IF('3.1 Input - Stamoplysninger'!$Q$20=TRUE, ROUND('4.3 Beregning - Abonnement'!DI40/12,0)*12, '4.3 Beregning - Abonnement'!DI40)","v":0},{"$f":"IF('3.1 Input - Stamoplysninger'!$Q$20=TRUE, ROUND('4.3 Beregning - Abonnement'!DJ40/12,0)*12, '4.3 Beregning - Abonnement'!DJ40)","v":0},{"$f":"IF('3.1 Input - Stamoplysninger'!$Q$20=TRUE, ROUND('4.3 Beregning - Abonnement'!DK40/12,0)*12, '4.3 Beregning - Abonnement'!DK40)","v":0},{"$f":"IF('3.1 Input - Stamoplysninger'!$Q$20=TRUE, ROUND('4.3 Beregning - Abonnement'!DL40/12,0)*12, '4.3 Beregning - Abonnement'!DL40)","v":0},{"$f":"IF('3.1 Input - Stamoplysninger'!$Q$20=TRUE, ROUND('4.3 Beregning - Abonnement'!DM40/12,0)*12, '4.3 Beregning - Abonnement'!DM40)","v":0},{"$f":"IF('3.1 Input - Stamoplysninger'!$Q$20=TRUE, ROUND('4.3 Beregning - Abonnement'!DN40/12,0)*12, '4.3 Beregning - Abonnement'!DN40)","v":0}]
[]
[null,"Beregning af provenu afvigelse grundet afrunding"]
[null,"Antal målere",null,{"$f":"'4.1 Beregning - Mængder'!Z83","v":0},{"$f":"'4.1 Beregning - Mængder'!AA83","v":0},{"$f":"'4.1 Beregning - Mængder'!AB83","v":0},{"$f":"'4.1 Beregning - Mængder'!AC83","v":0},{"$f":"'4.1 Beregning - Mængder'!AD83","v":0},null,{"$f":"'4.1 Beregning - Mængder'!AF83","v":0},{"$f":"'4.1 Beregning - Mængder'!AG83","v":0},{"$f":"'4.1 Beregning - Mængder'!AH83","v":0},{"$f":"'4.1 Beregning - Mængder'!AI83","v":0},{"$f":"'4.1 Beregning - Mængder'!AJ83","v":0},null,{"$f":"'4.1 Beregning - Mængder'!AL83","v":0},{"$f":"'4.1 Beregning - Mængder'!AM83","v":0},null,{"$f":"'4.1 Beregning - Mængder'!AQ83","v":0},{"$f":"'4.1 Beregning - Mængder'!AR83","v":0},{"$f":"'4.1 Beregning - Mængder'!AS83","v":0},{"$f":"'4.1 Beregning - Mængder'!AT83","v":0},{"$f":"'4.1 Beregning - Mængder'!AU83","v":0},null,{"$f":"'4.1 Beregning - Mængder'!AW83","v":0},{"$f":"'4.1 Beregning - Mængder'!AX83","v":0},{"$f":"'4.1 Beregning - Mængder'!AY83","v":0},{"$f":"'4.1 Beregning - Mængder'!AZ83","v":0},{"$f":"'4.1 Beregning - Mængder'!BA83","v":0},null,{"$f":"'4.1 Beregning - Mængder'!BC83","v":0},{"$f":"'4.1 Beregning - Mængder'!BD83","v":0},{"$f":"'4.1 Beregning - Mængder'!BE83","v":0},{"$f":"'4.1 Beregning - Mængder'!BF83","v":0},{"$f":"'4.1 Beregning - Mængder'!BG83","v":0},null,{"$f":"'4.1 Beregning - Mængder'!BI83","v":0},{"$f":"'4.1 Beregning - Mængder'!BJ83","v":0},{"$f":"'4.1 Beregning - Mængder'!BK83","v":0},{"$f":"'4.1 Beregning - Mængder'!BL83","v":0},{"$f":"'4.1 Beregning - Mængder'!BM83","v":0},null,{"$f":"'4.1 Beregning - Mængder'!BO83","v":0},{"$f":"'4.1 Beregning - Mængder'!BP83","v":0},{"$f":"'4.1 Beregning - Mængder'!BQ83","v":0},{"$f":"'4.1 Beregning - Mængder'!BR83","v":0},{"$f":"'4.1 Beregning - Mængder'!BS83","v":0},null,{"$f":"'4.1 Beregning - Mængder'!BV83","v":0},{"$f":"'4.1 Beregning - Mængder'!BW83","v":0},{"$f":"'4.1 Beregning - Mængder'!BX83","v":0},{"$f":"'4.1 Beregning - Mængder'!BY83","v":0},{"$f":"'4.1 Beregning - Mængder'!BZ83","v":0},null,{"$f":"'4.1 Beregning - Mængder'!CB83","v":0},{"$f":"'4.1 Beregning - Mængder'!CC83","v":0},{"$f":"'4.1 Beregning - Mængder'!CD83","v":0},{"$f":"'4.1 Beregning - Mængder'!CE83","v":0},{"$f":"'4.1 Beregning - Mængder'!CF83","v":0},null,{"$f":"'4.1 Beregning - Mængder'!CH83","v":0},{"$f":"'4.1 Beregning - Mængder'!CI83","v":0},{"$f":"'4.1 Beregning - Mængder'!CJ83","v":0},{"$f":"'4.1 Beregning - Mængder'!CK83","v":0},{"$f":"'4.1 Beregning - Mængder'!CL83","v":0},null,{"$f":"'4.1 Beregning - Mængder'!CN83","v":0},{"$f":"'4.1 Beregning - Mængder'!CO83","v":0},{"$f":"'4.1 Beregning - Mængder'!CP83","v":0},{"$f":"'4.1 Beregning - Mængder'!CQ83","v":0},{"$f":"'4.1 Beregning - Mængder'!CR83","v":0},null,{"$f":"'4.1 Beregning - Mængder'!CT83","v":0},{"$f":"'4.1 Beregning - Mængder'!CU83","v":0},{"$f":"'4.1 Beregning - Mængder'!CV83","v":0},{"$f":"'4.1 Beregning - Mængder'!CW83","v":0},{"$f":"'4.1 Beregning - Mængder'!CX83","v":0},null,{"$f":"'4.1 Beregning - Mængder'!DA83","v":0},{"$f":"'4.1 Beregning - Mængder'!DB83","v":0},{"$f":"'4.1 Beregning - Mængder'!DC83","v":0},{"$f":"'4.1 Beregning - Mængder'!DD83","v":0},{"$f":"'4.1 Beregning - Mængder'!DE83","v":0},null,{"$f":"'4.1 Beregning - Mængder'!DG83","v":0},{"$f":"'4.1 Beregning - Mængder'!DH83","v":0},{"$f":"'4.1 Beregning - Mængder'!DI83","v":0},{"$f":"'4.1 Beregning - Mængder'!DJ83","v":0},{"$f":"'4.1 Beregning - Mængder'!DK83","v":0},null,{"$f":"'4.1 Beregning - Mængder'!DM83","v":0},{"$f":"'4.1 Beregning - Mængder'!DN83","v":0},{"$f":"'4.1 Beregning - Mængder'!DO83","v":0},{"$f":"'4.1 Beregning - Mængder'!DP83","v":0},{"$f":"'4.1 Beregning - Mængder'!DQ83","v":0},null,{"$f":"'4.1 Beregning - Mængder'!DS83","v":0},{"$f":"'4.1 Beregning - Mængder'!DT83","v":0},{"$f":"'4.1 Beregning - Mængder'!DU83","v":0},{"$f":"'4.1 Beregning - Mængder'!DV83","v":0},{"$f":"'4.1 Beregning - Mængder'!DW83","v":0},null,{"$f":"'4.1 Beregning - Mængder'!DY83","v":0},{"$f":"'4.1 Beregning - Mængder'!DZ83","v":0},{"$f":"'4.1 Beregning - Mængder'!EA83","v":0},{"$f":"'4.1 Beregning - Mængder'!EB83","v":0},{"$f":"'4.1 Beregning - Mængder'!EC83","v":0},null,{"$f":"'4.1 Beregning - Mængder'!EF83","v":0},{"$f":"'4.1 Beregning - Mængder'!EG83","v":0},{"$f":"'4.1 Beregning - Mængder'!EH83","v":0},{"$f":"'4.1 Beregning - Mængder'!EI83","v":0},{"$f":"'4.1 Beregning - Mængder'!EJ83","v":0},{"$f":"'4.1 Beregning - Mængder'!EK83","v":0},{"$f":"'4.1 Beregning - Mængder'!EL83","v":0},{"$f":"'4.1 Beregning - Mængder'!EM83","v":0},{"$f":"'4.1 Beregning - Mængder'!EN83","v":0},{"$f":"'4.1 Beregning - Mængder'!EO83","v":0}]
[null,"Afrundunding pr. Abon., kr",null,{"$f":"D41-D40","v":0},{"$f":"E41-E40","v":{"$error":"#DIV/0!"}},{"$f":"F41-F40","v":0},{"$f":"G41-G40","v":{"$error":"#DIV/0!"}},{"$f":"H41-H40","v":0},null,{"$f":"J41-J40","v":{"$error":"#DIV/0!"}},{"$f":"K41-K40","v":0},{"$f":"L41-L40","v":{"$error":"#DIV/0!"}},{"$f":"M41-M40","v":{"$error":"#DIV/0!"}},{"$f":"N41-N40","v":0},null,{"$f":"P41-P40","v":{"$error":"#DIV/0!"}},{"$f":"Q41-Q40","v":{"$error":"#DIV/0!"}},null,{"$f":"S41-S40","v":0},{"$f":"T41-T40","v":0},0,0,0,null,{"$f":"Y41-Y40","v":0},{"$f":"Z41-Z40","v":0},0,0,0,null,{"$f":"AE41-AE40","v":0},{"$f":"AF41-AF40","v":0},0,0,0,null,{"$f":"AK41-AK40","v":0},{"$f":"AL41-AL40","v":0},0,0,0,null,{"$f":"AQ41-AQ40","v":0},{"$f":"AR41-AR40","v":0},0,0,0,null,{"$f":"AW41-AW40","v":0},{"$f":"AX41-AX40","v":0},0,0,0,null,{"$f":"BC41-BC40","v":0},{"$f":"BD41-BD40","v":0},0,0,0,null,{"$f":"BI41-BI40","v":0},{"$f":"BJ41-BJ40","v":0},0,0,0,null,{"$f":"BO41-BO40","v":0},{"$f":"BP41-BP40","v":0},0,0,0,null,{"$f":"BU41-BU40","v":0},{"$f":"BV41-BV40","v":0},0,0,0,null,{"$f":"CA41-CA40","v":0},{"$f":"CB41-CB40","v":0},0,0,0,null,{"$f":"CG41-CG40","v":0},{"$f":"CH41-CH40","v":0},0,0,0,null,{"$f":"CM41-CM40","v":0},{"$f":"CN41-CN40","v":0},0,0,0,null,{"$f":"CS41-CS40","v":0},{"$f":"CT41-CT40","v":0},0,0,0,null,{"$f":"CY41-CY40","v":0},{"$f":"CZ41-CZ40","v":0},0,0,0,null,{"$f":"DE41-DE40","v":0},0,0,0,0,0,0,0,{"$f":"DM41-DM40","v":0},0]
[null,"Provenu afvigelse grundet afrunding",null,{"$f":"D44*D45","v":0},{"$f":"E44*E45","v":{"$error":"#DIV/0!"}},0,{"$error":"#DIV/0!"},0,null,{"$error":"#DIV/0!"},0,{"$error":"#DIV/0!"},{"$error":"#DIV/0!"},0,null,{"$f":"P44*P45","v":{"$error":"#DIV/0!"}},{"$f":"Q44*Q45","v":{"$error":"#DIV/0!"}},null,0,0,0,0,0,null,0,0,0,0,0,null,0,0,0,0,0,null,0,0,0,0,0,null,0,0,0,0,0,null,0,0,0,0,0,null,0,0,0,0,0,null,0,0,0,0,0,null,{"$f":"BO44*BO45","v":0},0,0,0,0,null,0,0,0,0,0,null,0,0,0,0,0,null,0,0,0,0,0,null,0,0,0,0,0,null,0,0,0,0,0,null,0,0,0,0,0,null,0,0,0,0,0,0,0,0,{"$f":"DM44*DM45","v":0},0]
[]
[null,"Omfordeling af provenueafvigelse grundet afrunding",null,"A","B","C"]
[null,"Povenuafv. abon. kr.",null,{"$f":"SUM(D46:H46)+SUM(S46:AC46)+SUM(AW46:BG46)+SUM(CA46:CK46)+SUM(DE46:DH46)","v":{"$error":"#DIV/0!"}},{"$f":"SUM(J46:N46)+SUM(AE46:AO46)+SUM(BI46:BS46)+SUM(CM46:CW46)+SUM(DI46:DL46)","v":{"$error":"#DIV/0!"}},{"$f":"SUM(P46:Q46)+SUM(AQ46:AU46)+SUM(BU46:BY46)+SUM(CY46:DC46)+SUM(DM46:DN46)","v":{"$error":"#DIV/0!"}}]
[null,"Antal MWh",null,{"$f":"'4.1 Beregning - Mængder'!G46","v":0},{"$f":"'4.1 Beregning - Mængder'!K46","v":0},{"$f":"'4.1 Beregning - Mængder'!O46","v":0}]
[null,"Tillæg til tarif, øre/kWh",null,{"$f":"IF(D50=0,0,-D49*100/(D50*1000))","v":0},{"$f":"IF(E50=0,0,-E49*100/(E50*1000))","v":0},0]
[]
[]
[]
[]
[]
["Beregning af provenu pr. omkostningskategori"]
[]
[null,"Tabel: B.4.3.2 Omkostningskategorier",null,"A målere",null,null,null,null,null,"B målere",null,null,null,null,null,"C målere",null,null,{"$f":"'3.2 Input - Forbrug og prod.'!$C$22","v":"A høj"},null,null,null,null,null,{"$f":"'3.2 Input - Forbrug og prod.'!$C$24","v":"A lav"},null,null,null,null,null,{"$f":"'3.2 Input - Forbrug og prod.'!$C$27","v":"B høj"},null,null,null,null,null,{"$f":"'3.2 Input - Forbrug og prod.'!$C$29","v":"B lav"},null,null,null,null,null,"C",null,null,null,null,null,{"$f":"'3.2 Input - Forbrug og prod.'!$C$22","v":"A høj"},null,null,null,null,null,{"$f":"'3.2 Input - Forbrug og prod.'!$C$24","v":"A lav"},null,null,null,null,null,{"$f":"'3.2 Input - Forbrug og prod.'!$C$27","v":"B høj"},null,null,null,null,null,{"$f":"'3.2 Input - Forbrug og prod.'!$C$29","v":"B lav"},null,null,null,null,null,"C",null,null,null,null,null,{"$f":"'3.2 Input - Forbrug og prod.'!$C$22","v":"A høj"},null,null,null,null,null,{"$f":"'3.2 Input - Forbrug og prod.'!$C$24","v":"A lav"},null,null,null,null,null,{"$f":"'3.2 Input - Forbrug og prod.'!$C$27","v":"B høj"},null,null,null,null,null,{"$f":"'3.2 Input - Forbrug og prod.'!$C$29","v":"B lav"},null,null,null,null,null,"C",null,null,null,null,null,{"$f":"'3.2 Input - Forbrug og prod.'!$C$22","v":"A høj"},null,{"$f":"'3.2 Input - Forbrug og prod.'!$C$24","v":"A lav"},null,{"$f":"'3.2 Input - Forbrug og prod.'!$C$27","v":"B høj"},null,{"$f":"'3.2 Input - Forbrug og prod.'!$C$29","v":"B lav"},null,"C",null,null,"A","B","C","Total"]
[null,"1. DRIFT",null,{"$f":"SUM(D14:D16)*D44/1000","v":0},{"$f":"SUM(E14:E16)*E44/1000","v":{"$error":"#DIV/0!"}},0,{"$error":"#DIV/0!"},0,null,{"$error":"#DIV/0!"},0,{"$error":"#DIV/0!"},{"$error":"#DIV/0!"},0,null,{"$error":"#DIV/0!"},{"$error":"#DIV/0!"},null,0,0,0,0,0,null,0,0,0,0,0,null,0,0,0,0,0,null,0,0,0,0,0,null,0,0,0,0,0,null,0,0,0,0,0,null,0,0,0,0,0,null,0,0,0,0,0,null,0,0,{"$f":"SUM(BQ14:BQ16)*BQ44/1000","v":0},0,0,null,0,0,0,0,0,null,0,0,0,0,0,null,0,0,0,0,0,null,0,0,0,0,0,null,0,0,0,0,0,null,0,0,0,0,0,null,0,0,0,0,0,0,0,0,{"$f":"SUM(DM14:DM16)*DM44/1000","v":0},{"$f":"SUM(DN14:DN16)*DN44/1000","v":0},null,{"$f":"SUM(D60:H60)+SUM(S60:W60)+SUM(Y60:AC60)+SUM(AW60:BA60)+SUM(BC60:BG60)+SUM(CA60:CE60)+SUM(CG60:CK60)+SUM(DE60:DH60)","v":{"$error":"#DIV/0!"}},{"$f":"SUM(J60:N60)+SUM(AE60:AI60)+SUM(AK60:AO60)+SUM(BI60:BM60)+SUM(BO60:BS60)+SUM(CM60:CQ60)+SUM(CS60:CW60)+SUM(DI60:DL60)","v":{"$error":"#DIV/0!"}},{"$f":"SUM(P60:Q60)+SUM(AQ60:AU60)+SUM(BU60:BY60)+SUM(CY60:DC60)+DN60","v":{"$error":"#DIV/0!"}},{"$f":"SUM(DP60:DR60)","v":{"$error":"#DIV/0!"}}]
[null,"2. MÅLERE",null,{"$f":"SUM(D18:D19)*D44/1000","v":0},{"$f":"SUM(E18:E19)*E44/1000","v":0},0,0,0,null,0,0,0,0,0,null,0,0,null,0,0,0,0,0,null,0,0,0,0,0,null,0,0,0,0,0,null,0,0,0,0,0,null,0,0,0,0,0,null,0,0,0,0,0,null,0,0,0,0,0,null,0,0,0,0,0,null,0,0,{"$f":"SUM(BQ18:BQ19)*BQ44/1000","v":0},0,0,null,0,0,0,0,0,null,0,0,0,0,0,null,0,0,0,0,0,null,0,0,0,0,0,null,0,0,0,0,0,null,0,0,0,0,0,null,0,0,0,0,0,0,0,0,{"$f":"SUM(DM18:DM19)*DM44/1000","v":0},{"$f":"SUM(DN18:DN19)*DN44/1000","v":0},null,0,0,{"$f":"SUM(P61:Q61)+SUM(AQ61:AU61)+SUM(BU61:BY61)+SUM(CY61:DC61)+SUM(DM61:DN61)","v":0},{"$f":"SUM(DP61:DR61)","v":0}]
[null,"3. OMKOSTNINGER TIL KUNDECENTER",null,{"$f":"D21*D44/1000","v":0},{"$f":"E21*E44/1000","v":{"$error":"#DIV/0!"}},0,{"$error":"#DIV/0!"},0,null,{"$error":"#DIV/0!"},0,{"$error":"#DIV/0!"},{"$error":"#DIV/0!"},0,null,{"$error":"#DIV/0!"},{"$error":"#DIV/0!"},null,0,0,0,0,0,null,0,0,0,0,0,null,0,0,0,0,0,null,0,0,0,0,0,null,0,0,0,0,0,null,0,0,0,0,0,null,0,0,0,0,0,null,0,0,0,0,0,null,0,0,{"$f":"BQ21*BQ44/1000","v":0},0,0,null,0,0,0,0,0,null,0,0,0,0,0,null,0,0,0,0,0,null,0,0,0,0,0,null,0,0,0,0,0,null,0,0,0,0,0,null,0,0,0,0,0,0,0,0,{"$f":"DM21*DM44/1000","v":0},{"$f":"DN21*DN44/1000","v":0},null,{"$error":"#DIV/0!"},{"$error":"#DIV/0!"},{"$f":"SUM(P62:Q62)+SUM(AQ62:AU62)+SUM(BU62:BY62)+SUM(CY62:DC62)+SUM(DM62:DN62)","v":{"$error":"#DIV/0!"}},{"$error":"#DIV/0!"}]
[null,"4. GENEREL ADMINISTRATION ",null,{"$f":"D23*D44/1000","v":0},{"$f":"E23*E44/1000","v":{"$error":"#DIV/0!"}},0,{"$error":"#DIV/0!"},0,null,{"$error":"#DIV/0!"},0,{"$error":"#DIV/0!"},{"$error":"#DIV/0!"},0,null,{"$error":"#DIV/0!"},{"$error":"#DIV/0!"},null,0,0,0,0,0,null,0,0,0,0,0,null,0,0,0,0,0,null,0,0,0,0,0,null,0,0,0,0,0,null,0,0,0,0,0,null,0,0,0,0,0,null,0,0,0,0,0,null,0,0,{"$f":"BQ23*BQ44/1000","v":0},0,0,null,0,0,0,0,0,null,0,0,0,0,0,null,0,0,0,0,0,null,0,0,0,0,0,null,0,0,0,0,0,null,0,0,0,0,0,null,0,0,0,0,0,0,0,0,{"$f":"DM23*DM44/1000","v":0},{"$f":"DN23*DN44/1000","v":0},null,{"$error":"#DIV/0!"},{"$error":"#DIV/0!"},{"$error":"#DIV/0!"},{"$error":"#DIV/0!"}]
[null,"5. ENERGISPAREINDSATS",null,{"$f":"SUM(D25:D26)*D44/1000","v":0},{"$f":"SUM(E25:E26)*E44/1000","v":0},0,0,0,null,0,0,0,0,0,null,{"$error":"#DIV/0!"},{"$error":"#DIV/0!"},null,0,0,0,0,0,null,0,0,0,0,0,null,0,0,0,0,0,null,0,0,0,0,0,null,0,0,0,0,0,null,0,0,0,0,0,null,0,0,0,0,0,null,0,0,0,0,0,null,0,0,{"$f":"SUM(BQ25:BQ26)*BQ44/1000","v":0},0,0,null,0,0,0,0,0,null,0,0,0,0,0,null,0,0,0,0,0,null,0,0,0,0,0,null,0,0,0,0,0,null,0,0,0,0,0,null,0,0,0,0,0,0,0,0,{"$f":"SUM(DM25:DM26)*DM44/1000","v":0},{"$f":"SUM(DN25:DN26)*DN44/1000","v":0},null,0,0,{"$error":"#DIV/0!"},{"$error":"#DIV/0!"}]
[null,"6. NETTAB",null,{"$f":"SUM(D28:D29)*D44/1000","v":0},{"$f":"SUM(E28:E29)*E44/1000","v":0},0,0,0,null,0,0,0,0,0,null,0,0,null,0,0,0,0,0,null,0,0,0,0,0,null,0,0,0,0,0,null,0,0,0,0,0,null,0,0,0,0,0,null,0,0,0,0,0,null,0,0,0,0,0,null,0,0,0,0,0,null,0,0,{"$f":"SUM(BQ28:BQ29)*BQ44/1000","v":0},0,0,null,0,0,0,0,0,null,0,0,0,0,0,null,0,0,0,0,0,null,0,0,0,0,0,null,0,0,0,0,0,null,0,0,0,0,0,null,0,0,0,0,0,0,0,0,{"$f":"SUM(DM28:DM29)*DM44/1000","v":0},{"$f":"SUM(DN28:DN29)*DN44/1000","v":0},null,0,0,0,0]
[null,"7. ØVRIGE OMKOSTNINGER",null,{"$f":"D31*D44/1000","v":0},{"$f":"E31*E44/1000","v":{"$error":"#DIV/0!"}},0,{"$error":"#DIV/0!"},0,null,{"$error":"#DIV/0!"},0,{"$error":"#DIV/0!"},{"$error":"#DIV/0!"},0,null,{"$error":"#DIV/0!"},{"$error":"#DIV/0!"},null,0,0,0,0,0,null,0,0,0,0,0,null,0,0,0,0,0,null,0,0,0,0,0,null,0,0,0,0,0,null,0,0,0,0,0,null,0,0,0,0,0,null,0,0,0,0,0,null,0,0,{"$f":"BQ31*BQ44/1000","v":0},0,0,null,0,0,0,0,0,null,0,0,0,0,0,null,0,0,0,0,0,null,0,0,0,0,0,null,0,0,0,0,0,null,0,0,0,0,0,null,0,0,0,0,0,0,0,0,{"$f":"DM31*DM44/1000","v":0},{"$f":"DN31*DN44/1000","v":0},null,{"$error":"#DIV/0!"},{"$error":"#DIV/0!"},{"$error":"#DIV/0!"},{"$error":"#DIV/0!"}]
[null,"8. AFSKRIVNINGER",null,{"$f":"SUM(D33:D36)*D44/1000","v":0},{"$f":"SUM(E33:E36)*E44/1000","v":{"$error":"#DIV/0!"}},0,{"$error":"#DIV/0!"},0,null,{"$error":"#DIV/0!"},0,{"$error":"#DIV/0!"},{"$error":"#DIV/0!"},0,null,{"$error":"#DIV/0!"},{"$error":"#DIV/0!"},null,0,0,0,0,0,null,0,0,0,0,0,null,0,0,0,0,0,null,0,0,0,0,0,null,0,0,0,0,0,null,0,0,0,0,0,null,0,0,0,0,0,null,0,0,0,0,0,null,0,0,{"$f":"SUM(BQ33:BQ36)*BQ44/1000","v":0},0,0,null,0,0,0,0,0,null,0,0,0,0,0,null,0,0,0,0,0,null,0,0,0,0,0,null,0,0,0,0,0,null,0,0,0,0,0,null,0,0,0,0,0,0,0,0,{"$f":"SUM(DM33:DM36)*DM44/1000","v":0},{"$f":"SUM(DN33:DN36)*DN44/1000","v":0},null,{"$error":"#DIV/0!"},{"$error":"#DIV/0!"},{"$error":"#DIV/0!"},{"$error":"#DIV/0!"}]
[]
[null,"FORRENTNING"]
[null,null,null,{"$f":"SUM(D60:D69)","v":0},{"$f":"SUM(E60:E69)","v":{"$error":"#DIV/0!"}},0,{"$error":"#DIV/0!"},0,null,{"$error":"#DIV/0!"},0,{"$error":"#DIV/0!"},{"$error":"#DIV/0!"},0,null,{"$error":"#DIV/0!"},{"$error":"#DIV/0!"},null,0,0,0,0,0,null,0,0,0,0,0,null,0,0,0,0,0,null,0,0,0,0,0,null,0,0,0,0,0,null,0,0,0,0,0,null,0,0,0,0,0,null,0,0,0,0,0,null,0,0,{"$f":"SUM(BQ60:BQ69)","v":0},0,0,null,0,0,0,0,0,null,0,0,0,0,0,null,0,0,0,0,0,null,0,0,0,0,0,null,0,0,0,0,0,null,0,0,0,0,0,null,0,0,0,0,0,0,0,0,{"$f":"SUM(DM60:DM69)","v":0},0,null,{"$f":"SUM(D70:H70)+SUM(S70:W70)+SUM(Y70:AC70)+SUM(AW70:BA70)+SUM(BC70:BG70)+SUM(CA70:CE70)+SUM(CG70:CK70)+SUM(DE70:DH70)","v":{"$error":"#DIV/0!"}},{"$f":"SUM(J70:N70)+SUM(AE70:AI70)+SUM(AK70:AO70)+SUM(BI70:BM70)+SUM(BO70:BS70)+SUM(CM70:CQ70)+SUM(CS70:CW70)+SUM(DI70:DL70)","v":{"$error":"#DIV/0!"}},{"$f":"SUM(P70:Q70)+SUM(AQ70:AU70)+SUM(BU70:BY70)+SUM(CY70:DC70)+SUM(DM70:DN70)","v":{"$error":"#DIV/0!"}},{"$f":"SUM(DP70:DR70)","v":{"$error":"#DIV/0!"}}]
[null,"Justering sfa. afrunding",null,{"$f":"D46/1000","v":0},{"$f":"E46/1000","v":{"$error":"#DIV/0!"}},0,{"$error":"#DIV/0!"},0,null,{"$f":"J46/1000","v":{"$error":"#DIV/0!"}},{"$f":"K46/1000","v":0},{"$error":"#DIV/0!"},{"$error":"#DIV/0!"},0,null,{"$f":"P46/1000","v":{"$error":"#DIV/0!"}},{"$error":"#DIV/0!"},null,{"$f":"S46/1000","v":0},0,0,0,0,null,{"$f":"Y46/1000","v":0},0,0,0,0,null,{"$f":"AE46/1000","v":0},0,0,0,0,null,{"$f":"AK46/1000","v":0},0,0,0,0,null,{"$f":"AQ46/1000","v":0},0,0,0,0,null,{"$f":"AW46/1000","v":0},0,0,0,0,null,{"$f":"BC46/1000","v":0},0,0,0,0,null,{"$f":"BI46/1000","v":0},0,0,0,0,null,{"$f":"BO46/1000","v":0},0,0,0,0,null,{"$f":"BU46/1000","v":0},0,0,0,0,null,{"$f":"CA46/1000","v":0},0,0,0,0,null,{"$f":"CG46/1000","v":0},0,0,0,0,null,{"$f":"CM46/1000","v":0},0,0,0,0,null,{"$f":"CS46/1000","v":0},0,0,0,0,null,{"$f":"CY46/1000","v":0},0,0,0,0,null,{"$f":"DE46/1000","v":0},0,0,0,0,0,0,0,{"$f":"DM46/1000","v":0},{"$f":"DN46/1000","v":0},null,{"$f":"SUM(D71:H71)+SUM(S71:W71)+SUM(Y71:AC71)+SUM(AW71:BA71)+SUM(BC71:BG71)+SUM(CA71:CE71)+SUM(CG71:CK71)+SUM(DE71:DH71)","v":{"$error":"#DIV/0!"}},{"$f":"SUM(J71:N71)+SUM(AE71:AI71)+SUM(AK71:AO71)+SUM(BI71:BM71)+SUM(BO71:BS71)+SUM(CM71:CQ71)+SUM(CS71:CW71)+SUM(DI71:DL71)","v":{"$error":"#DIV/0!"}},{"$error":"#DIV/0!"},{"$f":"SUM(DP71:DR71)","v":{"$error":"#DIV/0!"}}]
[null,"Total",null,{"$f":"SUM(D69:D71)","v":0},{"$f":"SUM(E69:E71)","v":{"$error":"#DIV/0!"}},0,{"$error":"#DIV/0!"},0,null,{"$f":"SUM(J70:J71)","v":{"$error":"#DIV/0!"}},{"$f":"SUM(K70:K71)","v":0},{"$error":"#DIV/0!"},{"$error":"#DIV/0!"},0,null,{"$f":"SUM(P70:P71)","v":{"$error":"#DIV/0!"}},{"$f":"SUM(Q70:Q71)","v":{"$error":"#DIV/0!"}},null,{"$f":"SUM(S70:S71)","v":0},{"$f":"SUM(T70:T71)","v":0},0,0,0,null,{"$f":"SUM(Y70:Y71)","v":0},{"$f":"SUM(Z70:Z71)","v":0},0,0,0,null,{"$f":"SUM(AE70:AE71)","v":0},{"$f":"SUM(AF70:AF71)","v":0},0,0,0,null,{"$f":"SUM(AK70:AK71)","v":0},{"$f":"SUM(AL70:AL71)","v":0},0,0,0,null,{"$f":"SUM(AQ70:AQ71)","v":0},{"$f":"SUM(AR70:AR71)","v":0},0,0,0,null,{"$f":"SUM(AW70:AW71)","v":0},{"$f":"SUM(AX70:AX71)","v":0},0,0,0,null,{"$f":"SUM(BC70:BC71)","v":0},{"$f":"SUM(BD70:BD71)","v":0},{"$f":"SUM(BE70:BE71)","v":0},{"$f":"SUM(BF70:BF71)","v":0},{"$f":"SUM(BG70:BG71)","v":0},null,{"$f":"SUM(BI70:BI71)","v":0},{"$f":"SUM(BJ70:BJ71)","v":0},{"$f":"SUM(BK70:BK71)","v":0},{"$f":"SUM(BL70:BL71)","v":0},{"$f":"SUM(BM70:BM71)","v":0},null,{"$f":"SUM(BO70:BO71)","v":0},{"$f":"SUM(BP70:BP71)","v":0},{"$f":"SUM(BQ70:BQ71)","v":0},{"$f":"SUM(BR70:BR71)","v":0},{"$f":"SUM(BS70:BS71)","v":0},null,{"$f":"SUM(BU70:BU71)","v":0},{"$f":"SUM(BV70:BV71)","v":0},{"$f":"SUM(BW70:BW71)","v":0},{"$f":"SUM(BX70:BX71)","v":0},{"$f":"SUM(BY70:BY71)","v":0},null,{"$f":"SUM(CA70:CA71)","v":0},{"$f":"SUM(CB70:CB71)","v":0},{"$f":"SUM(CC70:CC71)","v":0},{"$f":"SUM(CD70:CD71)","v":0},{"$f":"SUM(CE70:CE71)","v":0},null,{"$f":"SUM(CG70:CG71)","v":0},{"$f":"SUM(CH70:CH71)","v":0},{"$f":"SUM(CI70:CI71)","v":0},{"$f":"SUM(CJ70:CJ71)","v":0},{"$f":"SUM(CK70:CK71)","v":0},null,{"$f":"SUM(CM70:CM71)","v":0},{"$f":"SUM(CN70:CN71)","v":0},{"$f":"SUM(CO70:CO71)","v":0},{"$f":"SUM(CP70:CP71)","v":0},{"$f":"SUM(CQ70:CQ71)","v":0},null,{"$f":"SUM(CS70:CS71)","v":0},{"$f":"SUM(CT70:CT71)","v":0},{"$f":"SUM(CU70:CU71)","v":0},{"$f":"SUM(CV70:CV71)","v":0},{"$f":"SUM(CW70:CW71)","v":0},null,{"$f":"SUM(CY70:CY71)","v":0},{"$f":"SUM(CZ70:CZ71)","v":0},{"$f":"SUM(DA70:DA71)","v":0},{"$f":"SUM(DB70:DB71)","v":0},{"$f":"SUM(DC70:DC71)","v":0},null,{"$f":"SUM(DE70:DE71)","v":0},0,0,0,0,0,0,0,{"$f":"SUM(DM70:DM71)","v":0},0,null,{"$f":"SUM(DP70:DP71)","v":{"$error":"#DIV/0!"}},{"$f":"SUM(DQ70:DQ71)","v":{"$error":"#DIV/0!"}},{"$f":"SUM(DR70:DR71)","v":{"$error":"#DIV/0!"}},{"$f":"SUM(DS70:DS71)","v":{"$error":"#DIV/0!"}}]

{"sheet":"4.4 Beregning - Tarifelementer","index":12,"n_rows":39,"n_cols":67,"rows_kept":39,"cut":false,"hidden":false,"merged":[[8,30,8,35],[8,38,8,39],[8,40,8,41],[8,42,8,43],[8,26,8,29],[8,22,8,25],[7,2,7,9],[7,10,7,17],[7,18,7,20],[8,18,8,20],[8,2,8,5],[8,6,8,9],[8,10,8,13],[8,14,8,17]]}
["Delresultater - Dekomponerede priser"]
[]
[]
[]
[]
[null,"Tabel: B.4.4.1 Forberegning - detaljeret dekomponering af basistariffer",null,null,null,null,null,null,null,null,null,null,null,null,null,null,null,null,null,null,null,null,"Tabel: B.4.4.2 Basistariffer før omfordeling for C",null,null,null,null,null,null,null,null,null,null,null,null,null,null,null,"Tabel: B.4.4.3 Omfordelt C-tarif (tidsdifferentieret)"]
[null,null,"1. Tariffens sammensætning  (Øre/kWh) - opdelt på spændingsniveauer og vandfaldsfordelt/ej-vandfaldsfordelt elementer",null,null,null,null,null,null,null,null,null,null,null,null,null,null,null,null,null,null,null,"2. Basistariffer - akkummumeret over lastperioder og spændingsvieauer samt fladt og differentieret priselement",null,null,null,null,null,null,null,null,null,null,null,null,null,null,null,"3. Akkummuleret C omformuleret til to lastperioder"]
[null,null,"A tarif (50 kV)",null,null,null,null,null,null,null,"B tarif (10 kV)",null,null,null,null,null,null,null,"C tarif (0,4 kV)"]
[null,null,"Kun A",null,null,null,"A - Vandfald",null,null,null,"Kun B",null,null,null,"B - Vandfald",null,null,null,"C tarif",null,null,null,"A tarif",null,null,null,"B-tarif",null,null,null,"C-tarif",null,null,null,null,null,null,null,"Hjælpeparametre",null,"Nyt elemenet",null,"Samlet C-tarif",null,null,null,null,null,null,null,null,null,null,null,"A+B+C","A+B","A","A+C","B+C","Ingen",null,"A+B+C","A+B","A","A+C","B+C","Ingen"]
[null,null,"Flad",{"$f":"'9.1 Tidsdiff. - Oversigt'!$C$11","v":"Spids"},{"$f":"'9.1 Tidsdiff. - Oversigt'!$D$11","v":"Høj"},{"$f":"'9.1 Tidsdiff. - Oversigt'!$E$11","v":"Lav"},"Flad",{"$f":"'9.1 Tidsdiff. - Oversigt'!$C$11","v":"Spids"},{"$f":"'9.1 Tidsdiff. - Oversigt'!$D$11","v":"Høj"},{"$f":"'9.1 Tidsdiff. - Oversigt'!$E$11","v":"Lav"},"Flad",{"$f":"'9.1 Tidsdiff. - Oversigt'!$C$11","v":"Spids"},{"$f":"'9.1 Tidsdiff. - Oversigt'!$D$11","v":"Høj"},{"$f":"'9.1 Tidsdiff. - Oversigt'!$E$11","v":"Lav"},"Flad",{"$f":"'9.1 Tidsdiff. - Oversigt'!$C$11","v":"Spids"},{"$f":"'9.1 Tidsdiff. - Oversigt'!$D$11","v":"Høj"},{"$f":"'9.1 Tidsdiff. - Oversigt'!$E$11","v":"Lav"},"Flad",{"$f":"'9.1 Tidsdiff. - Oversigt'!$G$11","v":"Spids-C"},{"$f":"'9.1 Tidsdiff. - Oversigt'!$H$11","v":"Normal-C"},null,{"$f":"IF('2.1 Valg - Forbrugstariffer'!AA18=1,\"Gennemsnit\",\"Flad\")","v":"Gennemsnit"},{"$f":"'9.1 Tidsdiff. - Oversigt'!$C$11","v":"Spids"},{"$f":"'9.1 Tidsdiff. - Oversigt'!$D$11","v":"Høj"},{"$f":"'9.1 Tidsdiff. - Oversigt'!$E$11","v":"Lav"},{"$f":"IF('2.1 Valg - Forbrugstariffer'!AA19=1,\"Gennemsnit\",\"Flad\")","v":"Gennemsnit"},{"$f":"'9.1 Tidsdiff. - Oversigt'!$C$11","v":"Spids"},{"$f":"'9.1 Tidsdiff. - Oversigt'!$D$11","v":"Høj"},{"$f":"'9.1 Tidsdiff. - Oversigt'!$E$11","v":"Lav"},{"$f":"IF('2.1 Valg - Forbrugstariffer'!AA20=1,\"Gennemsnit\",\"Flad\")","v":"Gennemsnit"},{"$f":"'9.1 Tidsdiff. - Oversigt'!$C$11","v":"Spids"},{"$f":"'9.1 Tidsdiff. - Oversigt'!$D$11","v":"Høj"},{"$f":"'9.1 Tidsdiff. - Oversigt'!$E$11","v":"Lav"},{"$f":"'9.1 Tidsdiff. - Oversigt'!$G$11","v":"Spids-C"},{"$f":"'9.1 Tidsdiff. - Oversigt'!$H$11","v":"Normal-C"},null,null,"Vægtet C-betaling til A og B net","Chøj/Clav",{"$f":"'9.1 Tidsdiff. - Oversigt'!$G$11","v":"Spids-C"},{"$f":"'9.1 Tidsdiff. - Oversigt'!$H$11","v":"Normal-C"},{"$f":"'9.1 Tidsdiff. - Oversigt'!$G$11","v":"Spids-C"},{"$f":"'9.1 Tidsdiff. - Oversigt'!$H$11","v":"Normal-C"},null,null,null,null,null,null,null,null,null,"C",{"$f":"IF(AND('2.1 Valg - Forbrugstariffer'!AA18=1,'2.1 Valg - Forbrugstariffer'!AA19=1,'2.1 Valg - Forbrugstariffer'!AA20=1),1,0)","v":1},{"$f":"IF(AND('2.1 Valg - Forbrugstariffer'!AA18=1,'2.1 Valg - Forbrugstariffer'!AA19=1,'2.1 Valg - Forbrugstariffer'!AA20=0),1,0)","v":0},{"$f":"IF(AND('2.1 Valg - Forbrugstariffer'!$AA$18=1,'2.1 Valg - Forbrugstariffer'!$AA$19=0,'2.1 Valg - Forbrugstariffer'!$AA$20=0),1,0)","v":0},{"$f":"IF(AND('2.1 Valg - Forbrugstariffer'!$AA$18=1,'2.1 Valg - Forbrugstariffer'!$AA$19=0,'2.1 Valg - Forbrugstariffer'!$AA$20=1),1,0)","v":0},{"$f":"IF(AND('2.1 Valg - Forbrugstariffer'!$AA$18=0,'2.1 Valg - Forbrugstariffer'!$AA$19=1,'2.1 Valg - Forbrugstariffer'!$AA$20=1),1,0)","v":0},{"$f":"IF(AND('2.1 Valg - Forbrugstariffer'!AA18=0,'2.1 Valg - Forbrugstariffer'!AA19=0,'2.1 Valg - Forbrugstariffer'!AA20=0),1,0)","v":0},"B",{"$f":"IF(AND('2.1 Valg - Forbrugstariffer'!AA18=1,'2.1 Valg - Forbrugstariffer'!AA19=1,'2.1 Valg - Forbrugstariffer'!AA20=1),1,0)","v":1},{"$f":"IF(AND('2.1 Valg - Forbrugstariffer'!AA18=1,'2.1 Valg - Forbrugstariffer'!AA19=1,'2.1 Valg - Forbrugstariffer'!AA20=0),1,0)","v":0},{"$f":"IF(AND('2.1 Valg - Forbrugstariffer'!AA18=1,'2.1 Valg - Forbrugstariffer'!AA19=0,'2.1 Valg - Forbrugstariffer'!AA20=0),1,0)","v":0},{"$f":"IF(AND('2.1 Valg - Forbrugstariffer'!$AA$18=1,'2.1 Valg - Forbrugstariffer'!$AA$19=0,'2.1 Valg - Forbrugstariffer'!$AA$20=1),1,0)","v":0},{"$f":"IF(AND('2.1 Valg - Forbrugstariffer'!$AA$18=0,'2.1 Valg - Forbrugstariffer'!$AA$19=1,'2.1 Valg - Forbrugstariffer'!$AA$20=1),1,0)","v":0},{"$f":"IF(AND('2.1 Valg - Forbrugstariffer'!AA18=0,'2.1 Valg - Forbrugstariffer'!AA19=0,'2.1 Valg - Forbrugstariffer'!AA20=0),1,0)","v":0}]
[null,"1. DRIFT",null,null,null,null,null,null,null,null,null,null,null,null,null,null,null,null,null,null,null,null,null,null,null,null,null,null,null,null,null,null,null,null,null,null,null,null,null,null,null,null,null,null,null,null,null,null,null,null,null,null,null,"1.",null,null,null,null,null,null,"1."]
[null,"1.1 Drift og vedligehold af transformerstationer",null,null,null,null,{"$f":"(IF('2.1 Valg - Forbrugstariffer'!$AA$18=0,'4.2 Beregning - Totale omk.'!$O12/'4.1 Beregning - Mængder'!$AE13,0))*100","v":0},{"$f":"(IF('2.1 Valg - Forbrugstariffer'!$AA$18=1,'4.2 Beregning - Totale omk.'!$R12*('9.1 Tidsdiff. - Oversigt'!AE$14)/'4.1 Beregning - Mængder'!AF13,0))*100","v":{"$error":"#DIV/0!"}},{"$f":"(IF('2.1 Valg - Forbrugstariffer'!$AA$18=1,'4.2 Beregning - Totale omk.'!$R12*('9.1 Tidsdiff. - Oversigt'!AF$14)/'4.1 Beregning - Mængder'!AG13,0))*100","v":{"$error":"#DIV/0!"}},{"$f":"(IF('2.1 Valg - Forbrugstariffer'!$AA$18=1,'4.2 Beregning - Totale omk.'!$R12*('9.1 Tidsdiff. - Oversigt'!AG$14)/'4.1 Beregning - Mængder'!AH13,0))*100","v":{"$error":"#DIV/0!"}},null,null,null,null,{"$f":"(IF('2.1 Valg - Forbrugstariffer'!$AA$19=0,'4.2 Beregning - Totale omk.'!$T12/'4.1 Beregning - Mængder'!$AI13,0))*100","v":0},{"$f":"(IF('2.1 Valg - Forbrugstariffer'!$AA$19=1,'4.2 Beregning - Totale omk.'!$W12*('9.1 Tidsdiff. - Oversigt'!AE$14)/'4.1 Beregning - Mængder'!AJ13,0))*100","v":{"$error":"#DIV/0!"}},{"$f":"(IF('2.1 Valg - Forbrugstariffer'!$AA$19=1,'4.2 Beregning - Totale omk.'!$W12*('9.1 Tidsdiff. - Oversigt'!AF$14)/'4.1 Beregning - Mængder'!AK13,0))*100","v":{"$error":"#DIV/0!"}},{"$f":"(IF('2.1 Valg - Forbrugstariffer'!$AA$19=1,'4.2 Beregning - Totale omk.'!$W12*('9.1 Tidsdiff. - Oversigt'!AG$14)/'4.1 Beregning - Mængder'!AL13,0))*100","v":{"$error":"#DIV/0!"}},{"$f":"(IF('2.1 Valg - Forbrugstariffer'!$AA$20=0,'4.2 Beregning - Totale omk.'!$Y12/'4.1 Beregning - Mængder'!$O13,0))*100","v":0},{"$f":"(IF('2.1 Valg - Forbrugstariffer'!$AA$20=1,'4.2 Beregning - Totale omk.'!$AA12*('9.1 Tidsdiff. - Oversigt'!AI$14)/'4.1 Beregning - Mængder'!S13,0))*100","v":{"$error":"#DIV/0!"}},{"$f":"(IF('2.1 Valg - Forbrugstariffer'!$AA$20=1,'4.2 Beregning - Totale omk.'!$AA12*('9.1 Tidsdiff. - Oversigt'!AJ$14)/'4.1 Beregning - Mængder'!T13,0))*100","v":{"$error":"#DIV/0!"}},null,{"$f":"IF('2.1 Valg - Forbrugstariffer'!$AA$18=1,Z12*'9.1 Tidsdiff. - Oversigt'!$E$12+Y12*'9.1 Tidsdiff. - Oversigt'!$D$12+'4.4 Beregning - Tarifelementer'!X12*'9.1 Tidsdiff. - Oversigt'!$C$12,C12+G12)","v":{"$error":"#DIV/0!"}},{"$f":"Y12+H12+D12","v":{"$error":"#DIV/0!"}},{"$f":"Z12+I12+E12","v":{"$error":"#DIV/0!"}},{"$f":"C12+G12+F12+J12","v":{"$error":"#DIV/0!"}},{"$f":"IF($BJ$10=1,BJ12,IF($BK$10=1,BK12,IF($BL$10=1,BL12,IF($BO$10=1,BO12))))","v":{"$error":"#DIV/0!"}},{"$f":"AC12+P12+L12+H12","v":{"$error":"#DIV/0!"}},{"$f":"AD12+Q12+M12+I12","v":{"$error":"#DIV/0!"}},{"$f":"K12+O12+N12+R12+G12+J12","v":{"$error":"#DIV/0!"}},{"$f":"IF($BC$10=1,BC12,IF($BD$10=1,BD12,IF($BE$10=1,BE12,IF($BH$10=1,BH12))))","v":{"$error":"#DIV/0!"}},{"$f":"AG12+P12+H12","v":{"$error":"#DIV/0!"}},{"$f":"AH12+Q12+I12","v":{"$error":"#DIV/0!"}},{"$f":"R12+J12+O12+G12","v":{"$error":"#DIV/0!"}},{"$f":"S12+T12+U12","v":{"$error":"#DIV/0!"}},{"$f":"U12+S12","v":{"$error":"#DIV/0!"}},null,null,{"$f":"AF12*'9.1 Tidsdiff. - Oversigt'!$C$14+'4.4 Beregning - Tarifelementer'!AG12*'9.1 Tidsdiff. - Oversigt'!$D$14+'4.4 Beregning - Tarifelementer'!AH12*'9.1 Tidsdiff. - Oversigt'!$E$14","v":{"$error":"#DIV/0!"}},{"$f":"IF(AJ13>0, AI13/AJ13, 0)","v":{"$error":"#DIV/0!"}},{"$f":"AP12*AN12","v":{"$error":"#DIV/0!"}},{"$f":"AM12/(AN12*'9.1 Tidsdiff. - Oversigt'!$G$14+'9.1 Tidsdiff. - Oversigt'!$H$14)","v":{"$error":"#DIV/0!"}},{"$f":"AO12+AI12","v":{"$error":"#DIV/0!"}},{"$f":"AP12+AJ12","v":{"$error":"#DIV/0!"}},null,null,null,null,null,null,null,null,null,"1.1 ",{"$f":"AH12*'9.1 Tidsdiff. - Oversigt'!$E$14+AG12*'9.1 Tidsdiff. - Oversigt'!$D$14+'4.4 Beregning - Tarifelementer'!AF12*'9.1 Tidsdiff. - Oversigt'!$C$14+AI12*'9.1 Tidsdiff. - Oversigt'!$G$14+'4.4 Beregning - Tarifelementer'!AJ12*'9.1 Tidsdiff. - Oversigt'!$H$14","v":{"$error":"#DIV/0!"}},{"$f":"AH12*'9.1 Tidsdiff. - Oversigt'!$E$14+AG12*'9.1 Tidsdiff. - Oversigt'!$D$14+AF12*'9.1 Tidsdiff. - Oversigt'!$C$14+S12","v":{"$error":"#DIV/0!"}},{"$f":"AH12*'9.1 Tidsdiff. - Oversigt'!$E$14+AG12*'9.1 Tidsdiff. - Oversigt'!$D$14+AF12*'9.1 Tidsdiff. - Oversigt'!$C$14+S12","v":{"$error":"#DIV/0!"}},null,null,{"$f":"S12+O12+G12","v":0},"1.1 ",{"$f":"AD12*'9.1 Tidsdiff. - Oversigt'!$E$13+AC12*'9.1 Tidsdiff. - Oversigt'!$D$13+AB12*'9.1 Tidsdiff. - Oversigt'!$C$13","v":{"$error":"#DIV/0!"}},{"$f":"AD12*'9.1 Tidsdiff. - Oversigt'!$E$13+AC12*'9.1 Tidsdiff. - Oversigt'!$D$13+AB12*'9.1 Tidsdiff. - Oversigt'!$C$13","v":{"$error":"#DIV/0!"}},{"$f":"O12+K12+G12+(H12*'9.1 Tidsdiff. - Oversigt'!$C$13)+('4.4 Beregning - Tarifelementer'!I12*('9.1 Tidsdiff. - Oversigt'!$C$13+'9.1 Tidsdiff. - Oversigt'!$D$13)+'4.4 Beregning - Tarifelementer'!J12)","v":{"$error":"#DIV/0!"}},null,null,{"$f":"G12+K12+O12","v":0}]
[null,"1.2 Drift og vedligehold af ledningsnettet ",null,null,null,null,{"$f":"(IF('2.1 Valg - Forbrugstariffer'!$AA$18=0,'4.2 Beregning - Totale omk.'!$O13/'4.1 Beregning - Mængder'!$AE14,0))*100","v":0},{"$f":"(IF('2.1 Valg - Forbrugstariffer'!$AA$18=1,'4.2 Beregning - Totale omk.'!$R13*('9.1 Tidsdiff. - Oversigt'!AE$14)/'4.1 Beregning - Mængder'!AF14,0))*100","v":{"$error":"#DIV/0!"}},{"$f":"(IF('2.1 Valg - Forbrugstariffer'!$AA$18=1,'4.2 Beregning - Totale omk.'!$R13*('9.1 Tidsdiff. - Oversigt'!AF$14)/'4.1 Beregning - Mængder'!AG14,0))*100","v":{"$error":"#DIV/0!"}},{"$f":"(IF('2.1 Valg - Forbrugstariffer'!$AA$18=1,'4.2 Beregning - Totale omk.'!$R13*('9.1 Tidsdiff. - Oversigt'!AG$14)/'4.1 Beregning - Mængder'!AH14,0))*100","v":{"$error":"#DIV/0!"}},null,null,null,null,{"$f":"(IF('2.1 Valg - Forbrugstariffer'!$AA$19=0,'4.2 Beregning - Totale omk.'!$T13/'4.1 Beregning - Mængder'!$AI14,0))*100","v":0},{"$f":"(IF('2.1 Valg - Forbrugstariffer'!$AA$19=1,'4.2 Beregning - Totale omk.'!$W13*('9.1 Tidsdiff. - Oversigt'!AE$14)/'4.1 Beregning - Mængder'!AJ14,0))*100","v":{"$error":"#DIV/0!"}},{"$f":"(IF('2.1 Valg - Forbrugstariffer'!$AA$19=1,'4.2 Beregning - Totale omk.'!$W13*('9.1 Tidsdiff. - Oversigt'!AF$14)/'4.1 Beregning - Mængder'!AK14,0))*100","v":{"$error":"#DIV/0!"}},{"$f":"(IF('2.1 Valg - Forbrugstariffer'!$AA$19=1,'4.2 Beregning - Totale omk.'!$W13*('9.1 Tidsdiff. - Oversigt'!AG$14)/'4.1 Beregning - Mængder'!AL14,0))*100","v":{"$error":"#DIV/0!"}},{"$f":"(IF('2.1 Valg - Forbrugstariffer'!$AA$20=0,'4.2 Beregning - Totale omk.'!$Y13/'4.1 Beregning - Mængder'!$O14,0))*100","v":0},{"$f":"(IF('2.1 Valg - Forbrugstariffer'!$AA$20=1,'4.2 Beregning - Totale omk.'!$AA13*('9.1 Tidsdiff. - Oversigt'!AI$14)/'4.1 Beregning - Mængder'!S14,0))*100","v":{"$error":"#DIV/0!"}},{"$f":"(IF('2.1 Valg - Forbrugstariffer'!$AA$20=1,'4.2 Beregning - Totale omk.'!$AA13*('9.1 Tidsdiff. - Oversigt'!AJ$14)/'4.1 Beregning - Mængder'!T14,0))*100","v":{"$error":"#DIV/0!"}},null,{"$f":"IF('2.1 Valg - Forbrugstariffer'!$AA$18=1,Z13*'9.1 Tidsdiff. - Oversigt'!$E$12+Y13*'9.1 Tidsdiff. - Oversigt'!$D$12+'4.4 Beregning - Tarifelementer'!X13*'9.1 Tidsdiff. - Oversigt'!$C$12,C13+G13)","v":{"$error":"#DIV/0!"}},{"$f":"Y13+H13+D13","v":{"$error":"#DIV/0!"}},{"$error":"#DIV/0!"},{"$f":"C13+G13+F13+J13","v":{"$error":"#DIV/0!"}},{"$f":"IF($BJ$10=1,BJ13,IF($BK$10=1,BK13,IF($BL$10=1,BL13,IF($BO$10=1,BO13))))","v":{"$error":"#DIV/0!"}},{"$f":"AC13+P13+L13+H13","v":{"$error":"#DIV/0!"}},{"$error":"#DIV/0!"},{"$f":"K13+O13+N13+R13+G13+J13","v":{"$error":"#DIV/0!"}},{"$f":"IF($BC$10=1,BC13,IF($BD$10=1,BD13,IF($BE$10=1,BE13,IF($BH$10=1,BH13))))","v":{"$error":"#DIV/0!"}},{"$f":"AG13+P13+H13","v":{"$error":"#DIV/0!"}},{"$error":"#DIV/0!"},{"$f":"R13+J13+O13+G13","v":{"$error":"#DIV/0!"}},{"$f":"S13+T13+U13","v":{"$error":"#DIV/0!"}},{"$f":"U13+S13","v":{"$error":"#DIV/0!"}},null,null,{"$f":"AF13*'9.1 Tidsdiff. - Oversigt'!$C$14+'4.4 Beregning - Tarifelementer'!AG13*'9.1 Tidsdiff. - Oversigt'!$D$14+'4.4 Beregning - Tarifelementer'!AH13*'9.1 Tidsdiff. - Oversigt'!$E$14","v":{"$error":"#DIV/0!"}},{"$f":"IF(AJ13>0, AI13/AJ13, 0)","v":{"$error":"#DIV/0!"}},{"$f":"AP13*AN13","v":{"$error":"#DIV/0!"}},{"$f":"AM13/(AN13*'9.1 Tidsdiff. - Oversigt'!$G$14+'9.1 Tidsdiff. - Oversigt'!$H$14)","v":{"$error":"#DIV/0!"}},{"$f":"AO13+AI13","v":{"$error":"#DIV/0!"}},{"$f":"AP13+AJ13","v":{"$error":"#DIV/0!"}},null,null,null,null,null,null,null,null,null,"1.2 ",{"$f":"AH13*'9.1 Tidsdiff. - Oversigt'!$E$14+AG13*'9.1 Tidsdiff. - Oversigt'!$D$14+'4.4 Beregning - Tarifelementer'!AF13*'9.1 Tidsdiff. - Oversigt'!$C$14+AI13*'9.1 Tidsdiff. - Oversigt'!$G$14+'4.4 Beregning - Tarifelementer'!AJ13*'9.1 Tidsdiff. - Oversigt'!$H$14","v":{"$error":"#DIV/0!"}},{"$f":"AH13*'9.1 Tidsdiff. - Oversigt'!$E$14+AG13*'9.1 Tidsdiff. - Oversigt'!$D$14+AF13*'9.1 Tidsdiff. - Oversigt'!$C$14+S13","v":{"$error":"#DIV/0!"}},{"$f":"AH13*'9.1 Tidsdiff. - Oversigt'!$E$14+AG13*'9.1 Tidsdiff. - Oversigt'!$D$14+AF13*'9.1 Tidsdiff. - Oversigt'!$C$14+S13","v":{"$error":"#DIV/0!"}},null,null,{"$f":"S13+O13+G13","v":0},"1.2 ",{"$f":"AD13*'9.1 Tidsdiff. - Oversigt'!$E$13+AC13*'9.1 Tidsdiff. - Oversigt'!$D$13+AB13*'9.1 Tidsdiff. - Oversigt'!$C$13","v":{"$error":"#DIV/0!"}},{"$f":"AD13*'9.1 Tidsdiff. - Oversigt'!$E$13+AC13*'9.1 Tidsdiff. - Oversigt'!$D$13+AB13*'9.1 Tidsdiff. - Oversigt'!$C$13","v":{"$error":"#DIV/0!"}},{"$f":"O13+K13+G13+(H13*'9.1 Tidsdiff. - Oversigt'!$C$13)+('4.4 Beregning - Tarifelementer'!I13*('9.1 Tidsdiff. - Oversigt'!$C$13+'9.1 Tidsdiff. - Oversigt'!$D$13)+'4.4 Beregning - Tarifelementer'!J13)","v":{"$error":"#DIV/0!"}},null,null,{"$f":"G13+K13+O13","v":0}]
[null,"1.3 Øvrige drifts- og vedligeholdelsesomkostninger",null,null,null,null,{"$f":"(IF(AND('2.4 Valg - Omkostninger'!$S18=3,'2.1 Valg - Forbrugstariffer'!$AA$18=0),'4.2 Beregning - Totale omk.'!$O14/'4.1 Beregning - Mængder'!$AE15,0))*100","v":0},{"$f":"(IF(AND('2.4 Valg - Omkostninger'!$S18=3,'2.1 Valg - Forbrugstariffer'!$AA$18=1),'4.2 Beregning - Totale omk.'!$R14*('9.1 Tidsdiff. - Oversigt'!AE$14)/'4.1 Beregning - Mængder'!AF15,0))*100","v":{"$error":"#DIV/0!"}},{"$f":"(IF(AND('2.4 Valg - Omkostninger'!$S18=3,'2.1 Valg - Forbrugstariffer'!$AA$18=1),'4.2 Beregning - Totale omk.'!$R14*('9.1 Tidsdiff. - Oversigt'!AF$14)/'4.1 Beregning - Mængder'!AG15,0))*100","v":{"$error":"#DIV/0!"}},{"$f":"(IF(AND('2.4 Valg - Omkostninger'!$S18=3,'2.1 Valg - Forbrugstariffer'!$AA$18=1),'4.2 Beregning - Totale omk.'!$R14*('9.1 Tidsdiff. - Oversigt'!AG$14)/'4.1 Beregning - Mængder'!AH15,0))*100","v":{"$error":"#DIV/0!"}},null,null,null,null,{"$f":"(IF(AND('2.4 Valg - Omkostninger'!$S18=3,'2.1 Valg - Forbrugstariffer'!$AA$19=0),'4.2 Beregning - Totale omk.'!$T14/'4.1 Beregning - Mængder'!$AI15,0))*100","v":0},{"$f":"(IF(AND('2.4 Valg - Omkostninger'!$S18=3,'2.1 Valg - Forbrugstariffer'!$AA$19=1),'4.2 Beregning - Totale omk.'!$W14*('9.1 Tidsdiff. - Oversigt'!AE$14)/'4.1 Beregning - Mængder'!AJ15,0))*100","v":{"$error":"#DIV/0!"}},{"$f":"(IF(AND('2.4 Valg - Omkostninger'!$S18=3,'2.1 Valg - Forbrugstariffer'!$AA$19=1),'4.2 Beregning - Totale omk.'!$W14*('9.1 Tidsdiff. - Oversigt'!AF$14)/'4.1 Beregning - Mængder'!AK15,0))*100","v":{"$error":"#DIV/0!"}},{"$f":"(IF(AND('2.4 Valg - Omkostninger'!$S18=3,'2.1 Valg - Forbrugstariffer'!$AA$19=1),'4.2 Beregning - Totale omk.'!$W14*('9.1 Tidsdiff. - Oversigt'!AG$14)/'4.1 Beregning - Mængder'!AL15,0))*100","v":{"$error":"#DIV/0!"}},{"$f":"(IF(AND('2.4 Valg - Omkostninger'!$S18=3,'2.1 Valg - Forbrugstariffer'!$AA$20=0),'4.2 Beregning - Totale omk.'!$Y14/'4.1 Beregning - Mængder'!$O15,0))*100","v":0},{"$f":"(IF(AND('2.4 Valg - Omkostninger'!$S18=3,'2.1 Valg - Forbrugstariffer'!$AA$20=1),'4.2 Beregning - Totale omk.'!$AA14*('9.1 Tidsdiff. - Oversigt'!AI$14)/'4.1 Beregning - Mængder'!S15,0))*100","v":{"$error":"#DIV/0!"}},{"$f":"(IF(AND('2.4 Valg - Omkostninger'!$S18=3,'2.1 Valg - Forbrugstariffer'!$AA$20=1),'4.2 Beregning - Totale omk.'!$AA14*('9.1 Tidsdiff. - Oversigt'!AJ$14)/'4.1 Beregning - Mængder'!T15,0))*100","v":{"$error":"#DIV/0!"}},null,{"$f":"IF('2.1 Valg - Forbrugstariffer'!$AA$18=1,Z14*'9.1 Tidsdiff. - Oversigt'!$E$12+Y14*'9.1 Tidsdiff. - Oversigt'!$D$12+'4.4 Beregning - Tarifelementer'!X14*'9.1 Tidsdiff. - Oversigt'!$C$12,C14+G14)","v":{"$error":"#DIV/0!"}},{"$f":"Y14+H14+D14","v":{"$error":"#DIV/0!"}},{"$error":"#DIV/0!"},{"$error":"#DIV/0!"},{"$f":"IF($BJ$10=1,BJ14,IF($BK$10=1,BK14,IF($BL$10=1,BL14,IF($BO$10=1,BO14))))","v":{"$error":"#DIV/0!"}},{"$f":"AC14+P14+L14+H14","v":{"$error":"#DIV/0!"}},{"$error":"#DIV/0!"},{"$error":"#DIV/0!"},{"$f":"IF($BC$10=1,BC14,IF($BD$10=1,BD14,IF($BE$10=1,BE14,IF($BH$10=1,BH14))))","v":{"$error":"#DIV/0!"}},{"$f":"AG14+P14+H14","v":{"$error":"#DIV/0!"}},{"$error":"#DIV/0!"},{"$error":"#DIV/0!"},{"$error":"#DIV/0!"},{"$error":"#DIV/0!"},null,null,{"$f":"AF14*'9.1 Tidsdiff. - Oversigt'!$C$14+'4.4 Beregning - Tarifelementer'!AG14*'9.1 Tidsdiff. - Oversigt'!$D$14+'4.4 Beregning - Tarifelementer'!AH14*'9.1 Tidsdiff. - Oversigt'!$E$14","v":{"$error":"#DIV/0!"}},{"$error":"#DIV/0!"},{"$error":"#DIV/0!"},{"$f":"AM14/(AN14*'9.1 Tidsdiff. - Oversigt'!$G$14+'9.1 Tidsdiff. - Oversigt'!$H$14)","v":{"$error":"#DIV/0!"}},{"$error":"#DIV/0!"},{"$error":"#DIV/0!"},null,null,null,null,null,null,null,null,null,"1.3 ",{"$f":"AH14*'9.1 Tidsdiff. - Oversigt'!$E$14+AG14*'9.1 Tidsdiff. - Oversigt'!$D$14+'4.4 Beregning - Tarifelementer'!AF14*'9.1 Tidsdiff. - Oversigt'!$C$14+AI14*'9.1 Tidsdiff. - Oversigt'!$G$14+'4.4 Beregning - Tarifelementer'!AJ14*'9.1 Tidsdiff. - Oversigt'!$H$14","v":{"$error":"#DIV/0!"}},{"$f":"AH14*'9.1 Tidsdiff. - Oversigt'!$E$14+AG14*'9.1 Tidsdiff. - Oversigt'!$D$14+AF14*'9.1 Tidsdiff. - Oversigt'!$C$14+S14","v":{"$error":"#DIV/0!"}},{"$f":"AH14*'9.1 Tidsdiff. - Oversigt'!$E$14+AG14*'9.1 Tidsdiff. - Oversigt'!$D$14+AF14*'9.1 Tidsdiff. - Oversigt'!$C$14+S14","v":{"$error":"#DIV/0!"}},null,null,{"$f":"S14+O14+G14","v":0},"1.3 ",{"$f":"AD14*'9.1 Tidsdiff. - Oversigt'!$E$13+AC14*'9.1 Tidsdiff. - Oversigt'!$D$13+AB14*'9.1 Tidsdiff. - Oversigt'!$C$13","v":{"$error":"#DIV/0!"}},{"$f":"AD14*'9.1 Tidsdiff. - Oversigt'!$E$13+AC14*'9.1 Tidsdiff. - Oversigt'!$D$13+AB14*'9.1 Tidsdiff. - Oversigt'!$C$13","v":{"$error":"#DIV/0!"}},{"$f":"O14+K14+G14+(H14*'9.1 Tidsdiff. - Oversigt'!$C$13)+('4.4 Beregning - Tarifelementer'!I14*('9.1 Tidsdiff. - Oversigt'!$C$13+'9.1 Tidsdiff. - Oversigt'!$D$13)+'4.4 Beregning - Tarifelementer'!J14)","v":{"$error":"#DIV/0!"}},null,null,{"$f":"G14+K14+O14","v":0}]
[null,"2. MÅLERE",null,null,null,null,null,null,null,null,null,null,null,null,null,null,null,null,null,null,null,null,null,null,null,null,null,null,null,null,null,null,null,null,null,null,null,null,null,null,null,null,null,null,null,null,null,null,null,null,null,null,null,"2. ",null,null,null,null,null,null,"2. "]
[null,"2.1 Drift og vedligeholdelse af målere",null,null,null,null,null,null,null,null,null,null,null,null,null,null,null,null,null,null,null,null,null,null,null,null,null,null,null,null,null,null,null,null,null,null,null,null,null,null,null,null,null,null,null,null,null,null,null,null,null,null,null,"2.1 ",null,null,null,null,null,null,"2.1 "]
[null,"2.2 Indhentning og validering af måledata",null,null,null,null,null,null,null,null,null,null,null,null,null,null,null,null,null,null,null,null,null,null,null,null,null,null,null,null,null,null,null,null,null,null,null,null,null,null,null,null,null,null,null,null,null,null,null,null,null,null,null,"2.2 I",null,null,null,null,null,null,"2.2 I"]
[null,"3. OMKOSTNINGER TIL KUNDECENTER"]
[null,"3.1 Omkostninger til kundecenter",null,null,null,null,null,null,null,null,null,null,null,null,null,null,null,null,null,null,null,null,null,null,null,null,null,null,null,null,null,null,null,null,null,null,null,null,null,null,null,null,null,null,null,null,null,null,null,null,null,null,null,"Omk",null,null,null,null,null,null,"Omk"]
[null,"4. GENEREL ADMINISTRATION "]
[null,"4.1 Generel administration",{"$f":"IF('2.4 Valg - Omkostninger'!S25=3,'4.2 Beregning - Totale omk.'!$O21/'4.1 Beregning - Mængder'!$G22,0)*100","v":0},null,null,null,null,null,null,null,{"$f":"IF('2.4 Valg - Omkostninger'!S25=3,'4.2 Beregning - Totale omk.'!$T21/'4.1 Beregning - Mængder'!$K22,0)*100","v":0},null,null,null,null,null,null,null,{"$f":"IF('2.4 Valg - Omkostninger'!S25=3,'4.2 Beregning - Totale omk.'!$Y21/'4.1 Beregning - Mængder'!$O22,0)*100","v":0},null,null,null,{"$f":"IF('2.1 Valg - Forbrugstariffer'!$AA$18=1,Z21*'9.1 Tidsdiff. - Oversigt'!$E$12+Y21*'9.1 Tidsdiff. - Oversigt'!$D$12+'4.4 Beregning - Tarifelementer'!X21*'9.1 Tidsdiff. - Oversigt'!$C$12,C21+G21)","v":0},{"$f":"Y21+H21+D21","v":0},{"$f":"Z21+I21+E21","v":0},{"$f":"C21+G21+F21+J21","v":0},{"$f":"IF($BJ$10=1,BJ21,IF($BK$10=1,BK21,IF($BL$10=1,BL21,IF($BO$10=1,BO21))))","v":0},{"$f":"AC21+P21+L21+H21","v":0},{"$f":"AD21+Q21+M21+I21","v":0},{"$f":"K21+O21+N21+R21+G21+J21","v":0},{"$f":"IF($BC$10=1,BC21,IF($BD$10=1,BD21,IF($BE$10=1,BE21,IF($BH$10=1,BH21))))","v":0},{"$f":"AG21+P21+H21","v":0},{"$f":"AH21+Q21+I21","v":0},{"$f":"R21+J21+O21+G21","v":0},{"$f":"S21+T21+U21","v":0},{"$f":"U21+S21","v":0},null,null,{"$f":"AF21*'9.1 Tidsdiff. - Oversigt'!$C$14+'4.4 Beregning - Tarifelementer'!AG21*'9.1 Tidsdiff. - Oversigt'!$D$14+'4.4 Beregning - Tarifelementer'!AH21*'9.1 Tidsdiff. - Oversigt'!$E$14","v":0},{"$f":"IF(AJ21>0, AI21/AJ21, 0)","v":0},0,{"$f":"AM21/(AN21*'9.1 Tidsdiff. - Oversigt'!$G$14+'9.1 Tidsdiff. - Oversigt'!$H$14)","v":0},{"$f":"AO21+AI21","v":0},{"$f":"AP21+AJ21","v":0},null,null,null,null,null,null,null,null,null,"3. ",{"$f":"AH21*'9.1 Tidsdiff. - Oversigt'!$E$14+AG21*'9.1 Tidsdiff. - Oversigt'!$D$14+'4.4 Beregning - Tarifelementer'!AF21*'9.1 Tidsdiff. - Oversigt'!$C$14+AI21*'9.1 Tidsdiff. - Oversigt'!$G$14+'4.4 Beregning - Tarifelementer'!AJ21*'9.1 Tidsdiff. - Oversigt'!$H$14","v":0},{"$f":"AH21*'9.1 Tidsdiff. - Oversigt'!$E$14+AG21*'9.1 Tidsdiff. - Oversigt'!$D$14+AF21*'9.1 Tidsdiff. - Oversigt'!$C$14+S21","v":0},{"$f":"AH21*'9.1 Tidsdiff. - Oversigt'!$E$14+AG21*'9.1 Tidsdiff. - Oversigt'!$D$14+AF21*'9.1 Tidsdiff. - Oversigt'!$C$14+S21","v":0},null,null,{"$f":"S21+O21+G21","v":0},"3. ",{"$f":"AD21*'9.1 Tidsdiff. - Oversigt'!$E$13+AC21*'9.1 Tidsdiff. - Oversigt'!$D$13+AB21*'9.1 Tidsdiff. - Oversigt'!$C$13","v":0},{"$f":"AD21*'9.1 Tidsdiff. - Oversigt'!$E$13+AC21*'9.1 Tidsdiff. - Oversigt'!$D$13+AB21*'9.1 Tidsdiff. - Oversigt'!$C$13","v":0},{"$f":"O21+K21+G21+(H21*'9.1 Tidsdiff. - Oversigt'!$C$13)+('4.4 Beregning - Tarifelementer'!I21*('9.1 Tidsdiff. - Oversigt'!$C$13+'9.1 Tidsdiff. - Oversigt'!$D$13)+'4.4 Beregning - Tarifelementer'!J21)","v":0},null,null,{"$f":"G21+K21+O21","v":0}]
[null,"5. ENERGISPAREINDSATS",null,null,null,null,null,null,null,null,null,null,null,null,null,null,null,null,null,null,null,null,null,null,null,null,null,null,null,null,null,null,null,null,null,null,null,null,null,null,null,null,null,null,null,null,null,null,null,null,null,null,null,"4. ",null,null,null,null,null,null,"4. "]
[null,"5.1 Faste omkostninger til energispareindsats",null,null,null,null,null,null,null,null,null,null,null,null,null,null,null,null,null,null,null,null,null,null,null,null,null,null,null,null,null,null,null,null,null,null,null,null,null,null,null,null,null,null,null,null,null,null,null,null,null,null,null,"4.1 ",null,null,null,null,null,null,"4.1 "]
[null,"5.2 Variable omkostninger til energispareindsats",{"$f":"IFERROR('4.2 Beregning - Totale omk.'!$O24/'4.1 Beregning - Mængder'!$G25*100,0)","v":0},null,null,null,null,null,null,null,{"$f":"IFERROR('4.2 Beregning - Totale omk.'!$T24/'4.1 Beregning - Mængder'!$K25*100,0)","v":0},null,null,null,null,null,null,null,{"$f":"'4.2 Beregning - Totale omk.'!$Y24/'4.1 Beregning - Mængder'!$O25*100","v":{"$error":"#DIV/0!"}},null,null,null,{"$f":"IF('2.1 Valg - Forbrugstariffer'!$AA$18=1,Z24*'9.1 Tidsdiff. - Oversigt'!$E$12+Y24*'9.1 Tidsdiff. - Oversigt'!$D$12+'4.4 Beregning - Tarifelementer'!X24*'9.1 Tidsdiff. - Oversigt'!$C$12,C24+G24)","v":0},{"$f":"Y24+H24+D24","v":0},{"$f":"Z24+I24+E24","v":0},{"$f":"C24+G24+F24+J24","v":0},{"$f":"IF($BJ$10=1,BJ24,IF($BK$10=1,BK24,IF($BL$10=1,BL24,IF($BO$10=1,BO24))))","v":0},{"$f":"AC24+P24+L24+H24","v":0},{"$f":"AD24+Q24+M24+I24","v":0},{"$f":"K24+O24+N24+R24+G24+J24","v":0},{"$f":"IF($BC$10=1,BC24,IF($BD$10=1,BD24,IF($BE$10=1,BE24,IF($BH$10=1,BH24))))","v":{"$error":"#DIV/0!"}},{"$f":"AG24+P24+H24","v":0},{"$f":"AH24+Q24+I24","v":0},{"$f":"R24+J24+O24+G24","v":0},{"$f":"S24+T24+U24","v":{"$error":"#DIV/0!"}},{"$f":"U24+S24","v":{"$error":"#DIV/0!"}},null,null,{"$f":"AF24*'9.1 Tidsdiff. - Oversigt'!$C$14+'4.4 Beregning - Tarifelementer'!AG24*'9.1 Tidsdiff. - Oversigt'!$D$14+'4.4 Beregning - Tarifelementer'!AH24*'9.1 Tidsdiff. - Oversigt'!$E$14","v":0},{"$f":"IF(AJ24>0, AI24/AJ24, 0)","v":{"$error":"#DIV/0!"}},{"$error":"#DIV/0!"},{"$f":"AM24/(AN24*'9.1 Tidsdiff. - Oversigt'!$G$14+'9.1 Tidsdiff. - Oversigt'!$H$14)","v":{"$error":"#DIV/0!"}},{"$error":"#DIV/0!"},{"$error":"#DIV/0!"},null,null,null,null,null,null,null,null,null,"4.2 ",{"$f":"AH24*'9.1 Tidsdiff. - Oversigt'!$E$14+AG24*'9.1 Tidsdiff. - Oversigt'!$D$14+'4.4 Beregning - Tarifelementer'!AF24*'9.1 Tidsdiff. - Oversigt'!$C$14+AI24*'9.1 Tidsdiff. - Oversigt'!$G$14+'4.4 Beregning - Tarifelementer'!AJ24*'9.1 Tidsdiff. - Oversigt'!$H$14","v":{"$error":"#DIV/0!"}},{"$f":"AH24*'9.1 Tidsdiff. - Oversigt'!$E$14+AG24*'9.1 Tidsdiff. - Oversigt'!$D$14+AF24*'9.1 Tidsdiff. - Oversigt'!$C$14+S24","v":{"$error":"#DIV/0!"}},{"$f":"AH24*'9.1 Tidsdiff. - Oversigt'!$E$14+AG24*'9.1 Tidsdiff. - Oversigt'!$D$14+AF24*'9.1 Tidsdiff. - Oversigt'!$C$14+S24","v":{"$error":"#DIV/0!"}},null,null,{"$f":"S24+O24+G24","v":{"$error":"#DIV/0!"}},"4.2 ",{"$f":"AD24*'9.1 Tidsdiff. - Oversigt'!$E$13+AC24*'9.1 Tidsdiff. - Oversigt'!$D$13+AB24*'9.1 Tidsdiff. - Oversigt'!$C$13","v":0},{"$f":"AD24*'9.1 Tidsdiff. - Oversigt'!$E$13+AC24*'9.1 Tidsdiff. - Oversigt'!$D$13+AB24*'9.1 Tidsdiff. - Oversigt'!$C$13","v":0},{"$f":"O24+K24+G24+(H24*'9.1 Tidsdiff. - Oversigt'!$C$13)+('4.4 Beregning - Tarifelementer'!I24*('9.1 Tidsdiff. - Oversigt'!$C$13+'9.1 Tidsdiff. - Oversigt'!$D$13)+'4.4 Beregning - Tarifelementer'!J24)","v":0},null,null,{"$f":"G24+K24+O24","v":0}]
[null,"6. NETTAB",null,null,null,null,null,null,null,null,null,null,null,null,null,null,null,null,null,null,null,null,null,null,null,null,null,null,null,null,null,null,null,null,null,null,null,null,null,null,null,null,null,null,null,null,null,null,null,null,null,null,null,"5.",null,null,null,null,null,null,"5."]
[null,"6.1 Omkostninger ved nettab (kun ledningsnet)",null,null,null,null,{"$f":"(IF('2.1 Valg - Forbrugstariffer'!$AA$18=0,'4.2 Beregning - Totale omk.'!$O26/'4.1 Beregning - Mængder'!$AE27,0))*100","v":0},{"$f":"(IF('2.1 Valg - Forbrugstariffer'!$AA$18=1,'4.2 Beregning - Totale omk.'!$R26*('9.1 Tidsdiff. - Oversigt'!AE$14)/'4.1 Beregning - Mængder'!AF27,0))*100","v":{"$error":"#DIV/0!"}},{"$f":"(IF('2.1 Valg - Forbrugstariffer'!$AA$18=1,'4.2 Beregning - Totale omk.'!$R26*('9.1 Tidsdiff. - Oversigt'!AF$14)/'4.1 Beregning - Mængder'!AG27,0))*100","v":{"$error":"#DIV/0!"}},{"$f":"(IF('2.1 Valg - Forbrugstariffer'!$AA$18=1,'4.2 Beregning - Totale omk.'!$R26*('9.1 Tidsdiff. - Oversigt'!AG$14)/'4.1 Beregning - Mængder'!AH27,0))*100","v":{"$error":"#DIV/0!"}},null,null,null,null,{"$f":"(IF('2.1 Valg - Forbrugstariffer'!$AA$19=0,'4.2 Beregning - Totale omk.'!$T26/'4.1 Beregning - Mængder'!$AI27,0))*100","v":0},{"$f":"(IF('2.1 Valg - Forbrugstariffer'!$AA$19=1,'4.2 Beregning - Totale omk.'!$W26*('9.1 Tidsdiff. - Oversigt'!AE$14)/'4.1 Beregning - Mængder'!AJ27,0))*100","v":{"$error":"#DIV/0!"}},{"$f":"(IF('2.1 Valg - Forbrugstariffer'!$AA$19=1,'4.2 Beregning - Totale omk.'!$W26*('9.1 Tidsdiff. - Oversigt'!AF$14)/'4.1 Beregning - Mængder'!AK27,0))*100","v":{"$error":"#DIV/0!"}},{"$f":"(IF('2.1 Valg - Forbrugstariffer'!$AA$19=1,'4.2 Beregning - Totale omk.'!$W26*('9.1 Tidsdiff. - Oversigt'!AG$14)/'4.1 Beregning - Mængder'!AL27,0))*100","v":{"$error":"#DIV/0!"}},{"$f":"(IF('2.1 Valg - Forbrugstariffer'!$AA$20=0,'4.2 Beregning - Totale omk.'!$Y26/'4.1 Beregning - Mængder'!$O27,0))*100","v":0},{"$f":"(IF('2.1 Valg - Forbrugstariffer'!$AA$20=1,'4.2 Beregning - Totale omk.'!$AA26*('9.1 Tidsdiff. - Oversigt'!AI$14)/'4.1 Beregning - Mængder'!S27,0))*100","v":{"$error":"#DIV/0!"}},{"$f":"(IF('2.1 Valg - Forbrugstariffer'!$AA$20=1,'4.2 Beregning - Totale omk.'!$AA26*('9.1 Tidsdiff. - Oversigt'!AJ$14)/'4.1 Beregning - Mængder'!T27,0))*100","v":{"$error":"#DIV/0!"}},null,{"$f":"IF('2.1 Valg - Forbrugstariffer'!$AA$18=1,Z26*'9.1 Tidsdiff. - Oversigt'!$E$12+Y26*'9.1 Tidsdiff. - Oversigt'!$D$12+'4.4 Beregning - Tarifelementer'!X26*'9.1 Tidsdiff. - Oversigt'!$C$12,C26+G26)","v":{"$error":"#DIV/0!"}},{"$f":"Y26+H26+D26","v":{"$error":"#DIV/0!"}},{"$error":"#DIV/0!"},{"$f":"C26+G26+F26+J26","v":{"$error":"#DIV/0!"}},{"$f":"IF($BJ$10=1,BJ26,IF($BK$10=1,BK26,IF($BL$10=1,BL26,IF($BO$10=1,BO26))))","v":{"$error":"#DIV/0!"}},{"$f":"AC26+P26+L26+H26","v":{"$error":"#DIV/0!"}},{"$error":"#DIV/0!"},{"$f":"K26+O26+N26+R26+G26+J26","v":{"$error":"#DIV/0!"}},{"$f":"IF($BC$10=1,BC26,IF($BD$10=1,BD26,IF($BE$10=1,BE26,IF($BH$10=1,BH26))))","v":{"$error":"#DIV/0!"}},{"$f":"AG26+P26+H26","v":{"$error":"#DIV/0!"}},{"$error":"#DIV/0!"},{"$f":"R26+J26+O26+G26","v":{"$error":"#DIV/0!"}},{"$f":"S26+T26+U26","v":{"$error":"#DIV/0!"}},{"$f":"U26+S26","v":{"$error":"#DIV/0!"}},null,null,{"$f":"AF26*'9.1 Tidsdiff. - Oversigt'!$C$14+'4.4 Beregning - Tarifelementer'!AG26*'9.1 Tidsdiff. - Oversigt'!$D$14+'4.4 Beregning - Tarifelementer'!AH26*'9.1 Tidsdiff. - Oversigt'!$E$14","v":{"$error":"#DIV/0!"}},{"$f":"IF(AJ26>0, AI26/AJ26, 0)","v":{"$error":"#DIV/0!"}},{"$error":"#DIV/0!"},{"$f":"AM26/(AN26*'9.1 Tidsdiff. - Oversigt'!$G$14+'9.1 Tidsdiff. - Oversigt'!$H$14)","v":{"$error":"#DIV/0!"}},{"$error":"#DIV/0!"},{"$error":"#DIV/0!"},null,null,null,null,null,null,null,null,null,"5.1 ",{"$f":"AH26*'9.1 Tidsdiff. - Oversigt'!$E$14+AG26*'9.1 Tidsdiff. - Oversigt'!$D$14+'4.4 Beregning - Tarifelementer'!AF26*'9.1 Tidsdiff. - Oversigt'!$C$14+AI26*'9.1 Tidsdiff. - Oversigt'!$G$14+'4.4 Beregning - Tarifelementer'!AJ26*'9.1 Tidsdiff. - Oversigt'!$H$14","v":{"$error":"#DIV/0!"}},{"$f":"AH26*'9.1 Tidsdiff. - Oversigt'!$E$14+AG26*'9.1 Tidsdiff. - Oversigt'!$D$14+AF26*'9.1 Tidsdiff. - Oversigt'!$C$14+S26","v":{"$error":"#DIV/0!"}},{"$f":"AH26*'9.1 Tidsdiff. - Oversigt'!$E$14+AG26*'9.1 Tidsdiff. - Oversigt'!$D$14+AF26*'9.1 Tidsdiff. - Oversigt'!$C$14+S26","v":{"$error":"#DIV/0!"}},null,null,{"$f":"S26+O26+G26","v":0},"5.1 ",{"$f":"AD26*'9.1 Tidsdiff. - Oversigt'!$E$13+AC26*'9.1 Tidsdiff. - Oversigt'!$D$13+AB26*'9.1 Tidsdiff. - Oversigt'!$C$13","v":{"$error":"#DIV/0!"}},{"$f":"AD26*'9.1 Tidsdiff. - Oversigt'!$E$13+AC26*'9.1 Tidsdiff. - Oversigt'!$D$13+AB26*'9.1 Tidsdiff. - Oversigt'!$C$13","v":{"$error":"#DIV/0!"}},{"$f":"O26+K26+G26+(H26*'9.1 Tidsdiff. - Oversigt'!$C$13)+('4.4 Beregning - Tarifelementer'!I26*('9.1 Tidsdiff. - Oversigt'!$C$13+'9.1 Tidsdiff. - Oversigt'!$D$13)+'4.4 Beregning - Tarifelementer'!J26)","v":{"$error":"#DIV/0!"}},null,null,{"$f":"G26+K26+O26","v":0}]
[null,"6.2 Omkostninger ved nettab (transformerstationer)",null,null,null,null,{"$f":"(IF('2.1 Valg - Forbrugstariffer'!$AA$18=0,'4.2 Beregning - Totale omk.'!$O27/'4.1 Beregning - Mængder'!$AE28,0))*100","v":0},{"$f":"(IF('2.1 Valg - Forbrugstariffer'!$AA$18=1,'4.2 Beregning - Totale omk.'!$R27*('9.1 Tidsdiff. - Oversigt'!AE$14)/'4.1 Beregning - Mængder'!AF28,0))*100","v":{"$error":"#DIV/0!"}},{"$f":"(IF('2.1 Valg - Forbrugstariffer'!$AA$18=1,'4.2 Beregning - Totale omk.'!$R27*('9.1 Tidsdiff. - Oversigt'!AF$14)/'4.1 Beregning - Mængder'!AG28,0))*100","v":{"$error":"#DIV/0!"}},{"$f":"(IF('2.1 Valg - Forbrugstariffer'!$AA$18=1,'4.2 Beregning - Totale omk.'!$R27*('9.1 Tidsdiff. - Oversigt'!AG$14)/'4.1 Beregning - Mængder'!AH28,0))*100","v":{"$error":"#DIV/0!"}},null,null,null,null,{"$f":"(IF('2.1 Valg - Forbrugstariffer'!$AA$19=0,'4.2 Beregning - Totale omk.'!$T27/'4.1 Beregning - Mængder'!$AI28,0))*100","v":0},{"$f":"(IF('2.1 Valg - Forbrugstariffer'!$AA$19=1,'4.2 Beregning - Totale omk.'!$W27*('9.1 Tidsdiff. - Oversigt'!AE$14)/'4.1 Beregning - Mængder'!AJ28,0))*100","v":{"$error":"#DIV/0!"}},{"$f":"(IF('2.1 Valg - Forbrugstariffer'!$AA$19=1,'4.2 Beregning - Totale omk.'!$W27*('9.1 Tidsdiff. - Oversigt'!AF$14)/'4.1 Beregning - Mængder'!AK28,0))*100","v":{"$error":"#DIV/0!"}},{"$f":"(IF('2.1 Valg - Forbrugstariffer'!$AA$19=1,'4.2 Beregning - Totale omk.'!$W27*('9.1 Tidsdiff. - Oversigt'!AG$14)/'4.1 Beregning - Mængder'!AL28,0))*100","v":{"$error":"#DIV/0!"}},{"$f":"(IF('2.1 Valg - Forbrugstariffer'!$AA$20=0,'4.2 Beregning - Totale omk.'!$Y27/'4.1 Beregning - Mængder'!$O28,0))*100","v":0},{"$f":"(IF('2.1 Valg - Forbrugstariffer'!$AA$20=1,'4.2 Beregning - Totale omk.'!$AA27*('9.1 Tidsdiff. - Oversigt'!AI$14)/'4.1 Beregning - Mængder'!S28,0))*100","v":{"$error":"#DIV/0!"}},{"$f":"(IF('2.1 Valg - Forbrugstariffer'!$AA$20=1,'4.2 Beregning - Totale omk.'!$AA27*('9.1 Tidsdiff. - Oversigt'!AJ$14)/'4.1 Beregning - Mængder'!T28,0))*100","v":{"$error":"#DIV/0!"}},null,{"$f":"IF('2.1 Valg - Forbrugstariffer'!$AA$18=1,Z27*'9.1 Tidsdiff. - Oversigt'!$E$12+Y27*'9.1 Tidsdiff. - Oversigt'!$D$12+'4.4 Beregning - Tarifelementer'!X27*'9.1 Tidsdiff. - Oversigt'!$C$12,C27+G27)","v":{"$error":"#DIV/0!"}},{"$f":"Y27+H27+D27","v":{"$error":"#DIV/0!"}},{"$error":"#DIV/0!"},{"$error":"#DIV/0!"},{"$f":"IF($BJ$10=1,BJ27,IF($BK$10=1,BK27,IF($BL$10=1,BL27,IF($BO$10=1,BO27))))","v":{"$error":"#DIV/0!"}},{"$f":"AC27+P27+L27+H27","v":{"$error":"#DIV/0!"}},{"$error":"#DIV/0!"},{"$error":"#DIV/0!"},{"$f":"IF($BC$10=1,BC27,IF($BD$10=1,BD27,IF($BE$10=1,BE27,IF($BH$10=1,BH27))))","v":{"$error":"#DIV/0!"}},{"$f":"AG27+P27+H27","v":{"$error":"#DIV/0!"}},{"$error":"#DIV/0!"},{"$error":"#DIV/0!"},{"$error":"#DIV/0!"},{"$error":"#DIV/0!"},null,null,{"$f":"AF27*'9.1 Tidsdiff. - Oversigt'!$C$14+'4.4 Beregning - Tarifelementer'!AG27*'9.1 Tidsdiff. - Oversigt'!$D$14+'4.4 Beregning - Tarifelementer'!AH27*'9.1 Tidsdiff. - Oversigt'!$E$14","v":{"$error":"#DIV/0!"}},{"$f":"IF(AJ26>0, AI26/AJ26, 0)","v":{"$error":"#DIV/0!"}},{"$error":"#DIV/0!"},{"$f":"AM27/(AN27*'9.1 Tidsdiff. - Oversigt'!$G$14+'9.1 Tidsdiff. - Oversigt'!$H$14)","v":{"$error":"#DIV/0!"}},{"$error":"#DIV/0!"},{"$error":"#DIV/0!"},null,null,null,null,null,null,null,null,null,"5.2 ",{"$f":"AH27*'9.1 Tidsdiff. - Oversigt'!$E$14+AG27*'9.1 Tidsdiff. - Oversigt'!$D$14+'4.4 Beregning - Tarifelementer'!AF27*'9.1 Tidsdiff. - Oversigt'!$C$14+AI27*'9.1 Tidsdiff. - Oversigt'!$G$14+'4.4 Beregning - Tarifelementer'!AJ27*'9.1 Tidsdiff. - Oversigt'!$H$14","v":{"$error":"#DIV/0!"}},{"$f":"AH27*'9.1 Tidsdiff. - Oversigt'!$E$14+AG27*'9.1 Tidsdiff. - Oversigt'!$D$14+AF27*'9.1 Tidsdiff. - Oversigt'!$C$14+S27","v":{"$error":"#DIV/0!"}},{"$f":"AH27*'9.1 Tidsdiff. - Oversigt'!$E$14+AG27*'9.1 Tidsdiff. - Oversigt'!$D$14+AF27*'9.1 Tidsdiff. - Oversigt'!$C$14+S27","v":{"$error":"#DIV/0!"}},null,null,{"$f":"S27+O27+G27","v":0},"5.2 ",{"$f":"AD27*'9.1 Tidsdiff. - Oversigt'!$E$13+AC27*'9.1 Tidsdiff. - Oversigt'!$D$13+AB27*'9.1 Tidsdiff. - Oversigt'!$C$13","v":{"$error":"#DIV/0!"}},{"$f":"AD27*'9.1 Tidsdiff. - Oversigt'!$E$13+AC27*'9.1 Tidsdiff. - Oversigt'!$D$13+AB27*'9.1 Tidsdiff. - Oversigt'!$C$13","v":{"$error":"#DIV/0!"}},{"$f":"O27+K27+G27+(H27*'9.1 Tidsdiff. - Oversigt'!$C$13)+('4.4 Beregning - Tarifelementer'!I27*('9.1 Tidsdiff. - Oversigt'!$C$13+'9.1 Tidsdiff. - Oversigt'!$D$13)+'4.4 Beregning - Tarifelementer'!J27)","v":{"$error":"#DIV/0!"}},null,null,{"$f":"G27+K27+O27","v":0}]
[null,"7. ØVRIGE OMKOSTNINGER"]
[null,"7.1 Øvrige omkostninger",{"$f":"(IF(AND('2.4 Valg - Omkostninger'!S33=3,OR('2.4 Valg - Omkostninger'!T33=3,'2.4 Valg - Omkostninger'!T33=1),OR('2.1 Valg - Forbrugstariffer'!$AA$18=0,'2.4 Valg - Omkostninger'!$U33=3,'2.4 Valg - Omkostninger'!$U33=1)),'4.2 Beregning - Totale omk.'!$O29/'4.1 Beregning - Mængder'!G30,0))*100","v":0},{"$f":"(IF(AND('2.4 Valg - Omkostninger'!$S$33=3,OR('2.4 Valg - Omkostninger'!T33=3,'2.4 Valg - Omkostninger'!T33=1),'2.1 Valg - Forbrugstariffer'!$AA$18=1,'2.4 Valg - Omkostninger'!$U33=2),'4.2 Beregning - Totale omk.'!$S29*('9.1 Tidsdiff. - Oversigt'!AE$14)/'4.1 Beregning - Mængder'!H30,0))*100","v":0},{"$f":"(IF(AND('2.4 Valg - Omkostninger'!$S$33=3,OR('2.4 Valg - Omkostninger'!T33=3,'2.4 Valg - Omkostninger'!T33=1),'2.1 Valg - Forbrugstariffer'!$AA$18=1,'2.4 Valg - Omkostninger'!$U33=2),'4.2 Beregning - Totale omk.'!$S29*('9.1 Tidsdiff. - Oversigt'!AF$14)/'4.1 Beregning - Mængder'!I30,0))*100","v":0},{"$f":"(IF(AND('2.4 Valg - Omkostninger'!$S$33=3,OR('2.4 Valg - Omkostninger'!T33=3,'2.4 Valg - Omkostninger'!T33=1),'2.1 Valg - Forbrugstariffer'!$AA$18=1,'2.4 Valg - Omkostninger'!$U33=2),'4.2 Beregning - Totale omk.'!$S29*('9.1 Tidsdiff. - Oversigt'!AG$14)/'4.1 Beregning - Mængder'!J30,0))*100","v":0},{"$f":"(IF(AND('2.4 Valg - Omkostninger'!$S$33=3,'2.4 Valg - Omkostninger'!$T$33=2,OR('2.1 Valg - Forbrugstariffer'!$AA$18=0,'2.4 Valg - Omkostninger'!$U33=3,'2.4 Valg - Omkostninger'!$U33=1)),'4.2 Beregning - Totale omk.'!$O29/'4.1 Beregning - Mængder'!$AE30,0))*100","v":0},{"$f":"(IF(AND('2.4 Valg - Omkostninger'!$S$33=3,'2.4 Valg - Omkostninger'!$T$33=2,'2.1 Valg - Forbrugstariffer'!$AA$18=1,'2.4 Valg - Omkostninger'!$U33=2),'4.2 Beregning - Totale omk.'!$R29*('9.1 Tidsdiff. - Oversigt'!AE$14)/'4.1 Beregning - Mængder'!AF30,0))*100","v":0},{"$f":"(IF(AND('2.4 Valg - Omkostninger'!$S$33=3,'2.4 Valg - Omkostninger'!$T$33=2,'2.1 Valg - Forbrugstariffer'!$AA$18=1,'2.4 Valg - Omkostninger'!$U33=2),'4.2 Beregning - Totale omk.'!$R29*('9.1 Tidsdiff. - Oversigt'!AF$14)/'4.1 Beregning - Mængder'!AG30,0))*100","v":0},{"$f":"(IF(AND('2.4 Valg - Omkostninger'!$S$33=3,'2.4 Valg - Omkostninger'!$T$33=2,'2.1 Valg - Forbrugstariffer'!$AA$18=1,'2.4 Valg - Omkostninger'!$U33=2),'4.2 Beregning - Totale omk.'!$R29*('9.1 Tidsdiff. - Oversigt'!AG$14)/'4.1 Beregning - Mængder'!AH30,0))*100","v":0},{"$f":"(IF(AND('2.4 Valg - Omkostninger'!$S$33=3,OR('2.4 Valg - Omkostninger'!T33=3,'2.4 Valg - Omkostninger'!T33=1),OR('2.1 Valg - Forbrugstariffer'!$AA$19=0,'2.4 Valg - Omkostninger'!$U33=3,'2.4 Valg - Omkostninger'!$U33=1)),'4.2 Beregning - Totale omk.'!$T29/'4.1 Beregning - Mængder'!K30,0))*100","v":0},{"$f":"(IF(AND('2.4 Valg - Omkostninger'!$S$33=3,OR('2.4 Valg - Omkostninger'!T33=3,'2.4 Valg - Omkostninger'!T33=1),'2.1 Valg - Forbrugstariffer'!$AA$19=1,'2.4 Valg - Omkostninger'!$U33=2),'4.2 Beregning - Totale omk.'!$X29*('9.1 Tidsdiff. - Oversigt'!AE$14)/'4.1 Beregning - Mængder'!L30,0))*100","v":0},{"$f":"(IF(AND('2.4 Valg - Omkostninger'!$S$33=3,OR('2.4 Valg - Omkostninger'!T33=3,'2.4 Valg - Omkostninger'!T33=1),'2.1 Valg - Forbrugstariffer'!$AA$19=1,'2.4 Valg - Omkostninger'!$U33=2),'4.2 Beregning - Totale omk.'!$X29*('9.1 Tidsdiff. - Oversigt'!AF$14)/'4.1 Beregning - Mængder'!M30,0))*100","v":0},{"$f":"(IF(AND('2.4 Valg - Omkostninger'!$S$33=3,OR('2.4 Valg - Omkostninger'!T33=3,'2.4 Valg - Omkostninger'!T33=1),'2.1 Valg - Forbrugstariffer'!$AA$19=1,'2.4 Valg - Omkostninger'!$U33=2),'4.2 Beregning - Totale omk.'!$X29*('9.1 Tidsdiff. - Oversigt'!AG$14)/'4.1 Beregning - Mængder'!N30,0))*100","v":0},{"$f":"(IF(AND('2.4 Valg - Omkostninger'!$S$33=3,'2.4 Valg - Omkostninger'!$T$33=2,OR('2.1 Valg - Forbrugstariffer'!$AA$19=0,'2.4 Valg - Omkostninger'!$U33=3,'2.4 Valg - Omkostninger'!$U33=1)),'4.2 Beregning - Totale omk.'!$T29/'4.1 Beregning - Mængder'!$AI30,0))*100","v":0},{"$f":"(IF(AND('2.4 Valg - Omkostninger'!$S$33=3,'2.4 Valg - Omkostninger'!$T$33=2,'2.1 Valg - Forbrugstariffer'!$AA$19=1,'2.4 Valg - Omkostninger'!$U33=2),'4.2 Beregning - Totale omk.'!$W29*('9.1 Tidsdiff. - Oversigt'!$AE$14)/'4.1 Beregning - Mængder'!$AJ30,0))*100","v":0},{"$f":"(IF(AND('2.4 Valg - Omkostninger'!$S$33=3,'2.4 Valg - Omkostninger'!$T$33=2,'2.1 Valg - Forbrugstariffer'!$AA$19=1,'2.4 Valg - Omkostninger'!$U33=2),'4.2 Beregning - Totale omk.'!$W29*('9.1 Tidsdiff. - Oversigt'!$AF$14)/'4.1 Beregning - Mængder'!$AK30,0))*100","v":0},{"$f":"(IF(AND('2.4 Valg - Omkostninger'!$S$33=3,'2.4 Valg - Omkostninger'!$T$33=2,'2.1 Valg - Forbrugstariffer'!$AA$19=1,'2.4 Valg - Omkostninger'!$U33=2),'4.2 Beregning - Totale omk.'!$W29*('9.1 Tidsdiff. - Oversigt'!$AG$14)/'4.1 Beregning - Mængder'!$AL30,0))*100","v":0},{"$f":"(IF(AND('2.4 Valg - Omkostninger'!$S$33=3,OR('2.1 Valg - Forbrugstariffer'!$AA$20=0,'2.4 Valg - Omkostninger'!$U33=3,'2.4 Valg - Omkostninger'!$U33=1)),'4.2 Beregning - Totale omk.'!$Y29/'4.1 Beregning - Mængder'!$O30,0))*100","v":0},{"$f":"(IF(AND('2.4 Valg - Omkostninger'!$S$33=3,'2.1 Valg - Forbrugstariffer'!$AA$20=1,'2.4 Valg - Omkostninger'!$U33=2),'4.2 Beregning - Totale omk.'!$AA29*('9.1 Tidsdiff. - Oversigt'!$AI$14)/'4.1 Beregning - Mængder'!$S30,0))*100","v":0},{"$f":"(IF(AND('2.4 Valg - Omkostninger'!$S$33=3,'2.1 Valg - Forbrugstariffer'!$AA$20=1,'2.4 Valg - Omkostninger'!$U33=2),'4.2 Beregning - Totale omk.'!AA29*('9.1 Tidsdiff. - Oversigt'!$AJ$14)/'4.1 Beregning - Mængder'!$T30,0))*100","v":0},null,{"$f":"IF('2.1 Valg - Forbrugstariffer'!$AA$18=1,Z29*'9.1 Tidsdiff. - Oversigt'!$E$12+Y29*'9.1 Tidsdiff. - Oversigt'!$D$12+'4.4 Beregning - Tarifelementer'!X29*'9.1 Tidsdiff. - Oversigt'!$C$12,C29+G29)","v":0},{"$f":"Y29+H29+D29","v":0},0,0,{"$f":"IF($BJ$10=1,BJ29,IF($BK$10=1,BK29,IF($BL$10=1,BL29,IF($BO$10=1,BO29))))","v":0},{"$f":"AC29+P29+L29+H29","v":0},0,0,{"$f":"IF($BC$10=1,BC29,IF($BD$10=1,BD29,IF($BE$10=1,BE29,IF($BH$10=1,BH29))))","v":0},{"$f":"AG29+P29+H29","v":0},0,0,0,0,null,null,{"$f":"AF29*'9.1 Tidsdiff. - Oversigt'!$C$14+'4.4 Beregning - Tarifelementer'!AG29*'9.1 Tidsdiff. - Oversigt'!$D$14+'4.4 Beregning - Tarifelementer'!AH29*'9.1 Tidsdiff. - Oversigt'!$E$14","v":0},0,0,{"$f":"AM29/(AN29*'9.1 Tidsdiff. - Oversigt'!$G$14+'9.1 Tidsdiff. - Oversigt'!$H$14)","v":0},0,0,null,null,null,null,null,null,null,null,null,"5.3 ",{"$f":"AH29*'9.1 Tidsdiff. - Oversigt'!$E$14+AG29*'9.1 Tidsdiff. - Oversigt'!$D$14+'4.4 Beregning - Tarifelementer'!AF29*'9.1 Tidsdiff. - Oversigt'!$C$14+AI29*'9.1 Tidsdiff. - Oversigt'!$G$14+'4.4 Beregning - Tarifelementer'!AJ29*'9.1 Tidsdiff. - Oversigt'!$H$14","v":0},{"$f":"AH29*'9.1 Tidsdiff. - Oversigt'!$E$14+AG29*'9.1 Tidsdiff. - Oversigt'!$D$14+AF29*'9.1 Tidsdiff. - Oversigt'!$C$14+S29","v":0},{"$f":"AH29*'9.1 Tidsdiff. - Oversigt'!$E$14+AG29*'9.1 Tidsdiff. - Oversigt'!$D$14+AF29*'9.1 Tidsdiff. - Oversigt'!$C$14+S29","v":0},null,null,{"$f":"S29+O29+G29","v":0},"5.3 ",{"$f":"AD29*'9.1 Tidsdiff. - Oversigt'!$E$13+AC29*'9.1 Tidsdiff. - Oversigt'!$D$13+AB29*'9.1 Tidsdiff. - Oversigt'!$C$13","v":0},{"$f":"AD29*'9.1 Tidsdiff. - Oversigt'!$E$13+AC29*'9.1 Tidsdiff. - Oversigt'!$D$13+AB29*'9.1 Tidsdiff. - Oversigt'!$C$13","v":0},{"$f":"O29+K29+G29+(H29*'9.1 Tidsdiff. - Oversigt'!$C$13)+('4.4 Beregning - Tarifelementer'!I29*('9.1 Tidsdiff. - Oversigt'!$C$13+'9.1 Tidsdiff. - Oversigt'!$D$13)+'4.4 Beregning - Tarifelementer'!J29)","v":0},null,null,{"$f":"G29+K29+O29","v":0}]
[null,"8. AFSKRIVNINGER",null,null,null,null,null,null,null,null,null,null,null,null,null,null,null,null,null,null,null,null,null,null,null,null,null,null,null,null,null,null,null,null,null,null,null,null,null,null,null,null,null,null,null,null,null,null,null,null,null,null,null,"6. ",null,null,null,null,null,null,"6. "]
[null,"8.1 Transformerstationer",null,null,null,null,{"$f":"(IF(AND('2.4 Valg - Omkostninger'!$S35=3,'2.1 Valg - Forbrugstariffer'!$AA$18=0),'4.2 Beregning - Totale omk.'!$O31/'4.1 Beregning - Mængder'!$AE32,0))*100","v":0},{"$f":"(IF(AND('2.4 Valg - Omkostninger'!$S35=3,'2.1 Valg - Forbrugstariffer'!$AA$18=1),'4.2 Beregning - Totale omk.'!$R31*('9.1 Tidsdiff. - Oversigt'!AE$14)/'4.1 Beregning - Mængder'!AF32,0))*100","v":{"$error":"#DIV/0!"}},{"$f":"(IF(AND('2.4 Valg - Omkostninger'!$S35=3,'2.1 Valg - Forbrugstariffer'!$AA$18=1),'4.2 Beregning - Totale omk.'!$R31*('9.1 Tidsdiff. - Oversigt'!AF$14)/'4.1 Beregning - Mængder'!AG32,0))*100","v":{"$error":"#DIV/0!"}},{"$f":"(IF(AND('2.4 Valg - Omkostninger'!$S35=3,'2.1 Valg - Forbrugstariffer'!$AA$18=1),'4.2 Beregning - Totale omk.'!$R31*('9.1 Tidsdiff. - Oversigt'!AG$14)/'4.1 Beregning - Mængder'!AH32,0))*100","v":{"$error":"#DIV/0!"}},null,null,null,null,{"$f":"(IF(AND('2.4 Valg - Omkostninger'!$S35=3,'2.1 Valg - Forbrugstariffer'!$AA$19=0),'4.2 Beregning - Totale omk.'!$T31/'4.1 Beregning - Mængder'!$AI32,0))*100","v":0},{"$f":"(IF(AND('2.4 Valg - Omkostninger'!$S35=3,'2.1 Valg - Forbrugstariffer'!$AA$19=1),'4.2 Beregning - Totale omk.'!$W31*('9.1 Tidsdiff. - Oversigt'!AE$14)/'4.1 Beregning - Mængder'!AJ32,0))*100","v":{"$error":"#DIV/0!"}},{"$f":"(IF(AND('2.4 Valg - Omkostninger'!$S35=3,'2.1 Valg - Forbrugstariffer'!$AA$19=1),'4.2 Beregning - Totale omk.'!$W31*('9.1 Tidsdiff. - Oversigt'!AF$14)/'4.1 Beregning - Mængder'!AK32,0))*100","v":{"$error":"#DIV/0!"}},{"$f":"(IF(AND('2.4 Valg - Omkostninger'!$S35=3,'2.1 Valg - Forbrugstariffer'!$AA$19=1),'4.2 Beregning - Totale omk.'!$W31*('9.1 Tidsdiff. - Oversigt'!AG$14)/'4.1 Beregning - Mængder'!AL32,0))*100","v":{"$error":"#DIV/0!"}},{"$f":"(IF(AND('2.4 Valg - Omkostninger'!$S35=3,'2.1 Valg - Forbrugstariffer'!$AA$20=0),'4.2 Beregning - Totale omk.'!$Y31/'4.1 Beregning - Mængder'!$O32,0))*100","v":0},{"$f":"(IF(AND('2.4 Valg - Omkostninger'!$S35=3,'2.1 Valg - Forbrugstariffer'!$AA$20=1),'4.2 Beregning - Totale omk.'!$AA31*('9.1 Tidsdiff. - Oversigt'!AI$14)/'4.1 Beregning - Mængder'!S32,0))*100","v":{"$error":"#DIV/0!"}},{"$f":"(IF(AND('2.4 Valg - Omkostninger'!$S35=3,'2.1 Valg - Forbrugstariffer'!$AA$20=1),'4.2 Beregning - Totale omk.'!$AA31*('9.1 Tidsdiff. - Oversigt'!AJ$14)/'4.1 Beregning - Mængder'!T32,0))*100","v":{"$error":"#DIV/0!"}},null,{"$f":"IF('2.1 Valg - Forbrugstariffer'!$AA$18=1,Z31*'9.1 Tidsdiff. - Oversigt'!$E$12+Y31*'9.1 Tidsdiff. - Oversigt'!$D$12+'4.4 Beregning - Tarifelementer'!X31*'9.1 Tidsdiff. - Oversigt'!$C$12,C31+G31)","v":{"$error":"#DIV/0!"}},{"$f":"Y31+H31+D31","v":{"$error":"#DIV/0!"}},{"$error":"#DIV/0!"},{"$f":"C31+G31+F31+J31","v":{"$error":"#DIV/0!"}},{"$f":"IF($BJ$10=1,BJ31,IF($BK$10=1,BK31,IF($BL$10=1,BL31,IF($BO$10=1,BO31))))","v":{"$error":"#DIV/0!"}},{"$f":"AC31+P31+L31+H31","v":{"$error":"#DIV/0!"}},{"$error":"#DIV/0!"},{"$f":"K31+O31+N31+R31+G31+J31","v":{"$error":"#DIV/0!"}},{"$f":"IF($BC$10=1,BC31,IF($BD$10=1,BD31,IF($BE$10=1,BE31,IF($BH$10=1,BH31))))","v":{"$error":"#DIV/0!"}},{"$f":"AG31+P31+H31","v":{"$error":"#DIV/0!"}},{"$error":"#DIV/0!"},{"$f":"R31+J31+O31+G31","v":{"$error":"#DIV/0!"}},{"$f":"S31+T31+U31","v":{"$error":"#DIV/0!"}},{"$f":"U31+S31","v":{"$error":"#DIV/0!"}},null,null,{"$f":"AF31*'9.1 Tidsdiff. - Oversigt'!$C$14+'4.4 Beregning - Tarifelementer'!AG31*'9.1 Tidsdiff. - Oversigt'!$D$14+'4.4 Beregning - Tarifelementer'!AH31*'9.1 Tidsdiff. - Oversigt'!$E$14","v":{"$error":"#DIV/0!"}},{"$f":"IF(AJ32>0, AI32/AJ32, 0)","v":{"$error":"#DIV/0!"}},{"$error":"#DIV/0!"},{"$f":"AM31/(AN31*'9.1 Tidsdiff. - Oversigt'!$G$14+'9.1 Tidsdiff. - Oversigt'!$H$14)","v":{"$error":"#DIV/0!"}},{"$error":"#DIV/0!"},{"$error":"#DIV/0!"},null,null,null,null,null,null,null,null,null,"6.1 ",{"$f":"AH31*'9.1 Tidsdiff. - Oversigt'!$E$14+AG31*'9.1 Tidsdiff. - Oversigt'!$D$14+'4.4 Beregning - Tarifelementer'!AF31*'9.1 Tidsdiff. - Oversigt'!$C$14+AI31*'9.1 Tidsdiff. - Oversigt'!$G$14+'4.4 Beregning - Tarifelementer'!AJ31*'9.1 Tidsdiff. - Oversigt'!$H$14","v":{"$error":"#DIV/0!"}},{"$f":"AH31*'9.1 Tidsdiff. - Oversigt'!$E$14+AG31*'9.1 Tidsdiff. - Oversigt'!$D$14+AF31*'9.1 Tidsdiff. - Oversigt'!$C$14+S31","v":{"$error":"#DIV/0!"}},{"$f":"AH31*'9.1 Tidsdiff. - Oversigt'!$E$14+AG31*'9.1 Tidsdiff. - Oversigt'!$D$14+AF31*'9.1 Tidsdiff. - Oversigt'!$C$14+S31","v":{"$error":"#DIV/0!"}},null,null,{"$f":"S31+O31+G31","v":0},"6.1 ",{"$f":"AD31*'9.1 Tidsdiff. - Oversigt'!$E$13+AC31*'9.1 Tidsdiff. - Oversigt'!$D$13+AB31*'9.1 Tidsdiff. - Oversigt'!$C$13","v":{"$error":"#DIV/0!"}},{"$f":"AD31*'9.1 Tidsdiff. - Oversigt'!$E$13+AC31*'9.1 Tidsdiff. - Oversigt'!$D$13+AB31*'9.1 Tidsdiff. - Oversigt'!$C$13","v":{"$error":"#DIV/0!"}},{"$f":"O31+K31+G31+(H31*'9.1 Tidsdiff. - Oversigt'!$C$13)+('4.4 Beregning - Tarifelementer'!I31*('9.1 Tidsdiff. - Oversigt'!$C$13+'9.1 Tidsdiff. - Oversigt'!$D$13)+'4.4 Beregning - Tarifelementer'!J31)","v":{"$error":"#DIV/0!"}},null,null,{"$f":"G31+K31+O31","v":0}]
[null,"8.2 Netaktiver, ekskl. transformerstationer og målere",null,null,null,null,{"$f":"(IF(AND('2.4 Valg - Omkostninger'!$S36=3,'2.1 Valg - Forbrugstariffer'!$AA$18=0),'4.2 Beregning - Totale omk.'!$O32/'4.1 Beregning - Mængder'!$AE33,0))*100","v":0},{"$f":"(IF(AND('2.4 Valg - Omkostninger'!$S36=3,'2.1 Valg - Forbrugstariffer'!$AA$18=1),'4.2 Beregning - Totale omk.'!$R32*('9.1 Tidsdiff. - Oversigt'!AE$14)/'4.1 Beregning - Mængder'!AF33,0))*100","v":{"$error":"#DIV/0!"}},{"$f":"(IF(AND('2.4 Valg - Omkostninger'!$S36=3,'2.1 Valg - Forbrugstariffer'!$AA$18=1),'4.2 Beregning - Totale omk.'!$R32*('9.1 Tidsdiff. - Oversigt'!AF$14)/'4.1 Beregning - Mængder'!AG33,0))*100","v":{"$error":"#DIV/0!"}},{"$f":"(IF(AND('2.4 Valg - Omkostninger'!$S36=3,'2.1 Valg - Forbrugstariffer'!$AA$18=1),'4.2 Beregning - Totale omk.'!$R32*('9.1 Tidsdiff. - Oversigt'!AG$14)/'4.1 Beregning - Mængder'!AH33,0))*100","v":{"$error":"#DIV/0!"}},null,null,null,null,{"$f":"(IF(AND('2.4 Valg - Omkostninger'!$S36=3,'2.1 Valg - Forbrugstariffer'!$AA$19=0),'4.2 Beregning - Totale omk.'!$T32/'4.1 Beregning - Mængder'!$AI33,0))*100","v":0},{"$f":"(IF(AND('2.4 Valg - Omkostninger'!$S36=3,'2.1 Valg - Forbrugstariffer'!$AA$19=1),'4.2 Beregning - Totale omk.'!$W32*('9.1 Tidsdiff. - Oversigt'!AE$14)/'4.1 Beregning - Mængder'!AJ33,0))*100","v":{"$error":"#DIV/0!"}},{"$f":"(IF(AND('2.4 Valg - Omkostninger'!$S36=3,'2.1 Valg - Forbrugstariffer'!$AA$19=1),'4.2 Beregning - Totale omk.'!$W32*('9.1 Tidsdiff. - Oversigt'!AF$14)/'4.1 Beregning - Mængder'!AK33,0))*100","v":{"$error":"#DIV/0!"}},{"$f":"(IF(AND('2.4 Valg - Omkostninger'!$S36=3,'2.1 Valg - Forbrugstariffer'!$AA$19=1),'4.2 Beregning - Totale omk.'!$W32*('9.1 Tidsdiff. - Oversigt'!AG$14)/'4.1 Beregning - Mængder'!AL33,0))*100","v":{"$error":"#DIV/0!"}},{"$f":"(IF(AND('2.4 Valg - Omkostninger'!$S36=3,'2.1 Valg - Forbrugstariffer'!$AA$20=0),'4.2 Beregning - Totale omk.'!$Y32/'4.1 Beregning - Mængder'!$O33,0))*100","v":0},{"$f":"(IF(AND('2.4 Valg - Omkostninger'!$S36=3,'2.1 Valg - Forbrugstariffer'!$AA$20=1),'4.2 Beregning - Totale omk.'!$AA32*('9.1 Tidsdiff. - Oversigt'!AI$14)/'4.1 Beregning - Mængder'!S33,0))*100","v":{"$error":"#DIV/0!"}},{"$f":"(IF(AND('2.4 Valg - Omkostninger'!$S36=3,'2.1 Valg - Forbrugstariffer'!$AA$20=1),'4.2 Beregning - Totale omk.'!$AA32*('9.1 Tidsdiff. - Oversigt'!AJ$14)/'4.1 Beregning - Mængder'!T33,0))*100","v":{"$error":"#DIV/0!"}},null,{"$f":"IF('2.1 Valg - Forbrugstariffer'!$AA$18=1,Z32*'9.1 Tidsdiff. - Oversigt'!$E$12+Y32*'9.1 Tidsdiff. - Oversigt'!$D$12+'4.4 Beregning - Tarifelementer'!X32*'9.1 Tidsdiff. - Oversigt'!$C$12,C32+G32)","v":{"$error":"#DIV/0!"}},{"$f":"Y32+H32+D32","v":{"$error":"#DIV/0!"}},{"$error":"#DIV/0!"},{"$error":"#DIV/0!"},{"$f":"IF($BJ$10=1,BJ32,IF($BK$10=1,BK32,IF($BL$10=1,BL32,IF($BO$10=1,BO32))))","v":{"$error":"#DIV/0!"}},{"$f":"AC32+P32+L32+H32","v":{"$error":"#DIV/0!"}},{"$error":"#DIV/0!"},{"$error":"#DIV/0!"},{"$f":"IF($BC$10=1,BC32,IF($BD$10=1,BD32,IF($BE$10=1,BE32,IF($BH$10=1,BH32))))","v":{"$error":"#DIV/0!"}},{"$f":"AG32+P32+H32","v":{"$error":"#DIV/0!"}},{"$error":"#DIV/0!"},{"$error":"#DIV/0!"},{"$error":"#DIV/0!"},{"$error":"#DIV/0!"},null,null,{"$f":"AF32*'9.1 Tidsdiff. - Oversigt'!$C$14+'4.4 Beregning - Tarifelementer'!AG32*'9.1 Tidsdiff. - Oversigt'!$D$14+'4.4 Beregning - Tarifelementer'!AH32*'9.1 Tidsdiff. - Oversigt'!$E$14","v":{"$error":"#DIV/0!"}},{"$f":"IF(AJ32>0, AI32/AJ32, 0)","v":{"$error":"#DIV/0!"}},{"$error":"#DIV/0!"},{"$f":"AM32/(AN32*'9.1 Tidsdiff. - Oversigt'!$G$14+'9.1 Tidsdiff. - Oversigt'!$H$14)","v":{"$error":"#DIV/0!"}},{"$error":"#DIV/0!"},{"$error":"#DIV/0!"},null,null,null,null,null,null,null,null,null,"6.2 ",{"$f":"AH32*'9.1 Tidsdiff. - Oversigt'!$E$14+AG32*'9.1 Tidsdiff. - Oversigt'!$D$14+'4.4 Beregning - Tarifelementer'!AF32*'9.1 Tidsdiff. - Oversigt'!$C$14+AI32*'9.1 Tidsdiff. - Oversigt'!$G$14+'4.4 Beregning - Tarifelementer'!AJ32*'9.1 Tidsdiff. - Oversigt'!$H$14","v":{"$error":"#DIV/0!"}},{"$f":"AH32*'9.1 Tidsdiff. - Oversigt'!$E$14+AG32*'9.1 Tidsdiff. - Oversigt'!$D$14+AF32*'9.1 Tidsdiff. - Oversigt'!$C$14+S32","v":{"$error":"#DIV/0!"}},{"$f":"AH32*'9.1 Tidsdiff. - Oversigt'!$E$14+AG32*'9.1 Tidsdiff. - Oversigt'!$D$14+AF32*'9.1 Tidsdiff. - Oversigt'!$C$14+S32","v":{"$error":"#DIV/0!"}},null,null,{"$f":"S32+O32+G32","v":0},"6.2 ",{"$f":"AD32*'9.1 Tidsdiff. - Oversigt'!$E$13+AC32*'9.1 Tidsdiff. - Oversigt'!$D$13+AB32*'9.1 Tidsdiff. - Oversigt'!$C$13","v":{"$error":"#DIV/0!"}},{"$f":"AD32*'9.1 Tidsdiff. - Oversigt'!$E$13+AC32*'9.1 Tidsdiff. - Oversigt'!$D$13+AB32*'9.1 Tidsdiff. - Oversigt'!$C$13","v":{"$error":"#DIV/0!"}},{"$f":"O32+K32+G32+(H32*'9.1 Tidsdiff. - Oversigt'!$C$13)+('4.4 Beregning - Tarifelementer'!I32*('9.1 Tidsdiff. - Oversigt'!$C$13+'9.1 Tidsdiff. - Oversigt'!$D$13)+'4.4 Beregning - Tarifelementer'!J32)","v":{"$error":"#DIV/0!"}},null,null,{"$f":"G32+K32+O32","v":0}]
[null,"8.3 Målere",null,null,null,null,null,null,null,null,null,null,null,null,null,null,null,null,null,null,null,null,null,null,null,null,null,null,null,null,null,null,null,null,null,null,null,null,null,null,null,null,null,null,null,null,null,null,null,null,null,null,null,"6.3",null,null,null,null,null,null,"6.3"]
[null,"8.4 Øvrige anlægsaktiver",null,null,null,null,{"$f":"(IF('2.4 Valg - Omkostninger'!$S38=3,'4.2 Beregning - Totale omk.'!$O34/'4.1 Beregning - Mængder'!$AE35,0))*100","v":{"$error":"#DIV/0!"}},null,null,null,null,null,null,null,{"$f":"(IF('2.4 Valg - Omkostninger'!$S38=3,'4.2 Beregning - Totale omk.'!$T34/'4.1 Beregning - Mængder'!$AI35,0))*100","v":{"$error":"#DIV/0!"}},null,null,null,{"$f":"(IF('2.4 Valg - Omkostninger'!$S38=3,'4.2 Beregning - Totale omk.'!$Y34/'4.1 Beregning - Mængder'!$O35,0))*100","v":{"$error":"#DIV/0!"}},null,null,null,{"$f":"IF('2.1 Valg - Forbrugstariffer'!$AA$18=1,Z34*'9.1 Tidsdiff. - Oversigt'!$E$12+Y34*'9.1 Tidsdiff. - Oversigt'!$D$12+'4.4 Beregning - Tarifelementer'!X34*'9.1 Tidsdiff. - Oversigt'!$C$12,C34+G34)","v":{"$error":"#DIV/0!"}},{"$f":"Y34+H34+D34","v":{"$error":"#DIV/0!"}},{"$f":"Z34+I34+E34","v":{"$error":"#DIV/0!"}},{"$f":"C34+G34+F34+J34","v":{"$error":"#DIV/0!"}},{"$f":"IF($BJ$10=1,BJ34,IF($BK$10=1,BK34,IF($BL$10=1,BL34,IF($BO$10=1,BO34))))","v":{"$error":"#DIV/0!"}},{"$f":"AC34+P34+L34+H34","v":{"$error":"#DIV/0!"}},{"$f":"AD34+Q34+M34+I34","v":{"$error":"#DIV/0!"}},{"$f":"$K34+$O34+N34+R34+$G34+J34","v":{"$error":"#DIV/0!"}},{"$f":"IF($BC$10=1,BC34,IF($BD$10=1,BD34,IF($BE$10=1,BE34,IF($BH$10=1,BH34))))","v":{"$error":"#DIV/0!"}},{"$f":"AG34+P34+H34","v":{"$error":"#DIV/0!"}},{"$f":"AH34+Q34+I34","v":{"$error":"#DIV/0!"}},{"$f":"R34+J34+O34+G34","v":{"$error":"#DIV/0!"}},{"$f":"S34+T34+U34","v":{"$error":"#DIV/0!"}},{"$f":"U34+S34","v":{"$error":"#DIV/0!"}},null,null,{"$f":"AF34*'9.1 Tidsdiff. - Oversigt'!$C$14+'4.4 Beregning - Tarifelementer'!AG34*'9.1 Tidsdiff. - Oversigt'!$D$14+'4.4 Beregning - Tarifelementer'!AH34*'9.1 Tidsdiff. - Oversigt'!$E$14","v":{"$error":"#DIV/0!"}},{"$error":"#DIV/0!"},{"$error":"#DIV/0!"},{"$f":"AM34/(AN34*'9.1 Tidsdiff. - Oversigt'!$G$14+'9.1 Tidsdiff. - Oversigt'!$H$14)","v":{"$error":"#DIV/0!"}},{"$error":"#DIV/0!"},{"$error":"#DIV/0!"},null,null,null,null,null,null,null,null,null,"6.4 ",{"$f":"AH34*'9.1 Tidsdiff. - Oversigt'!$E$14+AG34*'9.1 Tidsdiff. - Oversigt'!$D$14+'4.4 Beregning - Tarifelementer'!AF34*'9.1 Tidsdiff. - Oversigt'!$C$14+AI34*'9.1 Tidsdiff. - Oversigt'!$G$14+'4.4 Beregning - Tarifelementer'!AJ34*'9.1 Tidsdiff. - Oversigt'!$H$14","v":{"$error":"#DIV/0!"}},{"$f":"AH34*'9.1 Tidsdiff. - Oversigt'!$E$14+AG34*'9.1 Tidsdiff. - Oversigt'!$D$14+AF34*'9.1 Tidsdiff. - Oversigt'!$C$14+S34","v":{"$error":"#DIV/0!"}},{"$f":"AH34*'9.1 Tidsdiff. - Oversigt'!$E$14+AG34*'9.1 Tidsdiff. - Oversigt'!$D$14+AF34*'9.1 Tidsdiff. - Oversigt'!$C$14+S34","v":{"$error":"#DIV/0!"}},null,null,{"$f":"S34+O34+G34","v":{"$error":"#DIV/0!"}},"6.4 ",{"$f":"AD34*'9.1 Tidsdiff. - Oversigt'!$E$13+AC34*'9.1 Tidsdiff. - Oversigt'!$D$13+AB34*'9.1 Tidsdiff. - Oversigt'!$C$13","v":{"$error":"#DIV/0!"}},{"$f":"AD34*'9.1 Tidsdiff. - Oversigt'!$E$13+AC34*'9.1 Tidsdiff. - Oversigt'!$D$13+AB34*'9.1 Tidsdiff. - Oversigt'!$C$13","v":{"$error":"#DIV/0!"}},{"$f":"O34+K34+G34+(H34*'9.1 Tidsdiff. - Oversigt'!$C$13)+('4.4 Beregning - Tarifelementer'!I34*('9.1 Tidsdiff. - Oversigt'!$C$13+'9.1 Tidsdiff. - Oversigt'!$D$13)+'4.4 Beregning - Tarifelementer'!J34)","v":{"$error":"#DIV/0!"}},null,null,{"$f":"G34+K34+O34","v":{"$error":"#DIV/0!"}}]
[null,"Omkostninger, total",{"$f":"SUM(C12:C34)","v":0},{"$f":"SUM(D12:D34)","v":0},0,0,{"$error":"#DIV/0!"},{"$error":"#DIV/0!"},{"$error":"#DIV/0!"},{"$error":"#DIV/0!"},0,0,0,0,{"$error":"#DIV/0!"},{"$error":"#DIV/0!"},{"$error":"#DIV/0!"},{"$error":"#DIV/0!"},{"$error":"#DIV/0!"},{"$error":"#DIV/0!"},{"$error":"#DIV/0!"},null,{"$f":"SUM(W12:W34)","v":{"$error":"#DIV/0!"}},{"$f":"SUM(X12:X34)","v":{"$error":"#DIV/0!"}},{"$f":"SUM(Y12:Y34)","v":{"$error":"#DIV/0!"}},{"$error":"#DIV/0!"},{"$error":"#DIV/0!"},{"$error":"#DIV/0!"},{"$error":"#DIV/0!"},{"$error":"#DIV/0!"},{"$error":"#DIV/0!"},{"$error":"#DIV/0!"},{"$error":"#DIV/0!"},{"$error":"#DIV/0!"},{"$error":"#DIV/0!"},{"$error":"#DIV/0!"},null,null,{"$f":"SUM(AM12:AM34)","v":{"$error":"#DIV/0!"}},{"$error":"#DIV/0!"},{"$f":"SUM(AO12:AO34)","v":{"$error":"#DIV/0!"}},{"$error":"#DIV/0!"},{"$error":"#DIV/0!"},{"$error":"#DIV/0!"},null,null,null,null,null,null,null,null,null,"Omk",null,null,null,null,null,null,"Omk"]
[null,"Forrentning af kapital",null,null,null,null,{"$f":"IF('2.1 Valg - Forbrugstariffer'!$AA$18=0,'4.2 Beregning - Totale omk.'!R36/'4.1 Beregning - Mængder'!AE37,0)*100","v":0},{"$f":"IF('2.1 Valg - Forbrugstariffer'!$AA$18=1,'4.2 Beregning - Totale omk.'!$R36*('9.1 Tidsdiff. - Oversigt'!AE$14)/'4.1 Beregning - Mængder'!AF37,0)*100","v":{"$error":"#DIV/0!"}},{"$f":"IF('2.1 Valg - Forbrugstariffer'!$AA$18=1,'4.2 Beregning - Totale omk.'!$R36*('9.1 Tidsdiff. - Oversigt'!AF$14)/'4.1 Beregning - Mængder'!AG37,0)*100","v":{"$error":"#DIV/0!"}},{"$f":"IF('2.1 Valg - Forbrugstariffer'!$AA$18=1,'4.2 Beregning - Totale omk.'!$R36*('9.1 Tidsdiff. - Oversigt'!AG$14)/'4.1 Beregning - Mængder'!AH37,0)*100","v":{"$error":"#DIV/0!"}},null,null,null,null,{"$f":"IF('2.1 Valg - Forbrugstariffer'!$AA$19=0,'4.2 Beregning - Totale omk.'!W36/'4.1 Beregning - Mængder'!AI37,0)*100","v":0},{"$f":"IF('2.1 Valg - Forbrugstariffer'!$AA$19=1,'4.2 Beregning - Totale omk.'!$W36*('9.1 Tidsdiff. - Oversigt'!AE$14)/'4.1 Beregning - Mængder'!AJ37,0)*100","v":{"$error":"#DIV/0!"}},{"$f":"IF('2.1 Valg - Forbrugstariffer'!$AA$19=1,'4.2 Beregning - Totale omk.'!$W36*('9.1 Tidsdiff. - Oversigt'!AF$14)/'4.1 Beregning - Mængder'!AK37,0)*100","v":{"$error":"#DIV/0!"}},{"$f":"IF('2.1 Valg - Forbrugstariffer'!$AA$19=1,'4.2 Beregning - Totale omk.'!$W36*('9.1 Tidsdiff. - Oversigt'!AG$14)/'4.1 Beregning - Mængder'!AL37,0)*100","v":{"$error":"#DIV/0!"}},{"$f":"IF('2.1 Valg - Forbrugstariffer'!$AA$20=0,'4.2 Beregning - Totale omk.'!AA36/'4.1 Beregning - Mængder'!O37,0)*100","v":0},{"$f":"IF('2.1 Valg - Forbrugstariffer'!$AA$20=1,'4.2 Beregning - Totale omk.'!$AA36*('9.1 Tidsdiff. - Oversigt'!AI$14)/'4.1 Beregning - Mængder'!S37,0)*100","v":{"$error":"#DIV/0!"}},{"$f":"IF('2.1 Valg - Forbrugstariffer'!$AA$20=1,'4.2 Beregning - Totale omk.'!$AA36*('9.1 Tidsdiff. - Oversigt'!AJ$14)/'4.1 Beregning - Mængder'!T37,0)*100","v":{"$error":"#DIV/0!"}},null,{"$f":"IF('2.1 Valg - Forbrugstariffer'!$AA$18=1,Z36*'9.1 Tidsdiff. - Oversigt'!$E$12+Y36*'9.1 Tidsdiff. - Oversigt'!$D$12+'4.4 Beregning - Tarifelementer'!X36*'9.1 Tidsdiff. - Oversigt'!$C$12,C36+G36)","v":{"$error":"#DIV/0!"}},{"$f":"Y36+H36+D36","v":{"$error":"#DIV/0!"}},{"$f":"Z36+I36+E36","v":{"$error":"#DIV/0!"}},{"$f":"C36+G36+F36+J36","v":{"$error":"#DIV/0!"}},{"$f":"IF($BJ$10=1,BJ36,IF($BK$10=1,BK36,IF($BL$10=1,BL36,IF($BO$10=1,BO36))))","v":{"$error":"#DIV/0!"}},{"$f":"AC36+P36+L36+H36","v":{"$error":"#DIV/0!"}},{"$f":"AD36+Q36+M36+I36","v":{"$error":"#DIV/0!"}},{"$f":"K36+O36+N36+R36+G36+J36","v":{"$error":"#DIV/0!"}},{"$f":"IF($BC$10=1,BC36,IF($BD$10=1,BD36,IF($BE$10=1,BE36,IF($BH$10=1,BH36))))","v":{"$error":"#DIV/0!"}},{"$f":"AG36+P36+H36","v":{"$error":"#DIV/0!"}},{"$f":"AH36+Q36+I36","v":{"$error":"#DIV/0!"}},{"$f":"R36+J36+O36+G36","v":{"$error":"#DIV/0!"}},{"$f":"S36+T36+U36","v":{"$error":"#DIV/0!"}},{"$f":"U36+S36","v":{"$error":"#DIV/0!"}},null,null,{"$f":"AF36*'9.1 Tidsdiff. - Oversigt'!$C$14+'4.4 Beregning - Tarifelementer'!AG36*'9.1 Tidsdiff. - Oversigt'!$D$14+'4.4 Beregning - Tarifelementer'!AH36*'9.1 Tidsdiff. - Oversigt'!$E$14","v":{"$error":"#DIV/0!"}},{"$error":"#DIV/0!"},{"$error":"#DIV/0!"},{"$f":"AM36/(AN36*'9.1 Tidsdiff. - Oversigt'!$G$14+'9.1 Tidsdiff. - Oversigt'!$H$14)","v":{"$error":"#DIV/0!"}},{"$error":"#DIV/0!"},{"$error":"#DIV/0!"},null,null,null,null,null,null,null,null,null,"Forrent",{"$f":"AH36*'9.1 Tidsdiff. - Oversigt'!$E$14+AG36*'9.1 Tidsdiff. - Oversigt'!$D$14+'4.4 Beregning - Tarifelementer'!AF36*'9.1 Tidsdiff. - Oversigt'!$C$14+AI36*'9.1 Tidsdiff. - Oversigt'!$G$14+'4.4 Beregning - Tarifelementer'!AJ36*'9.1 Tidsdiff. - Oversigt'!$H$14","v":{"$error":"#DIV/0!"}},{"$f":"AH36*'9.1 Tidsdiff. - Oversigt'!$E$14+AG36*'9.1 Tidsdiff. - Oversigt'!$D$14+AF36*'9.1 Tidsdiff. - Oversigt'!$C$14+S36","v":{"$error":"#DIV/0!"}},{"$f":"AH36*'9.1 Tidsdiff. - Oversigt'!$E$14+AG36*'9.1 Tidsdiff. - Oversigt'!$D$14+AF36*'9.1 Tidsdiff. - Oversigt'!$C$14+S36","v":{"$error":"#DIV/0!"}},null,null,{"$f":"S36+O36+G36","v":0},"Forrent",{"$f":"AD36*'9.1 Tidsdiff. - Oversigt'!$E$13+AC36*'9.1 Tidsdiff. - Oversigt'!$D$13+AB36*'9.1 Tidsdiff. - Oversigt'!$C$13","v":{"$error":"#DIV/0!"}},{"$f":"AD36*'9.1 Tidsdiff. - Oversigt'!$E$13+AC36*'9.1 Tidsdiff. - Oversigt'!$D$13+AB36*'9.1 Tidsdiff. - Oversigt'!$C$13","v":{"$error":"#DIV/0!"}},{"$f":"O36+K36+G36+(H36*'9.1 Tidsdiff. - Oversigt'!$C$13)+('4.4 Beregning - Tarifelementer'!I36*('9.1 Tidsdiff. - Oversigt'!$C$13+'9.1 Tidsdiff. - Oversigt'!$D$13)+'4.4 Beregning - Tarifelementer'!J36)","v":{"$error":"#DIV/0!"}},null,null,{"$f":"G36+K36+O36","v":0}]
[null,"Tillæg for fremtidige inv./fradrag for sparede reinv.",null,null,null,null,null,{"$f":"IF('2.1 Valg - Forbrugstariffer'!AA18=1,'4.2 Beregning - Totale omk.'!P75/'4.1 Beregning - Mængder'!AF38*100,0)","v":{"$error":"#DIV/0!"}},null,{"$f":"IF('2.1 Valg - Forbrugstariffer'!AA18=1,'4.2 Beregning - Totale omk.'!R75/'4.1 Beregning - Mængder'!AH38*100,0)","v":{"$error":"#DIV/0!"}},null,null,null,null,null,{"$f":"'4.2 Beregning - Totale omk.'!U75/'4.1 Beregning - Mængder'!AJ38*100","v":{"$error":"#DIV/0!"}},null,{"$f":"IF('2.1 Valg - Forbrugstariffer'!AA19=1,'4.2 Beregning - Totale omk.'!W75/'4.1 Beregning - Mængder'!AL38*100,0)","v":{"$error":"#DIV/0!"}},null,{"$f":"IF('2.1 Valg - Forbrugstariffer'!AA20=1,'4.2 Beregning - Totale omk.'!Z75/'4.1 Beregning - Mængder'!S38*100,0)","v":{"$error":"#DIV/0!"}},{"$f":"'4.2 Beregning - Totale omk.'!AA75/'4.1 Beregning - Mængder'!T38*100","v":{"$error":"#DIV/0!"}},null,{"$f":"X37*'9.1 Tidsdiff. - Oversigt'!C12+'9.1 Tidsdiff. - Oversigt'!E12*'4.4 Beregning - Tarifelementer'!Z37","v":{"$error":"#DIV/0!"}},{"$f":"H37","v":{"$error":"#DIV/0!"}},null,{"$f":"J37","v":{"$error":"#DIV/0!"}},{"$f":"AB37*'9.1 Tidsdiff. - Oversigt'!C13+'9.1 Tidsdiff. - Oversigt'!E13*'4.4 Beregning - Tarifelementer'!AD37","v":{"$error":"#DIV/0!"}},{"$f":"H37+P37","v":{"$error":"#DIV/0!"}},null,{"$f":"J37+R37","v":{"$error":"#DIV/0!"}},{"$f":"AF37*'9.1 Tidsdiff. - Oversigt'!C14+'9.1 Tidsdiff. - Oversigt'!E14*'4.4 Beregning - Tarifelementer'!AH37","v":{"$error":"#DIV/0!"}},{"$f":"H37+P37","v":{"$error":"#DIV/0!"}},null,{"$f":"J37+R37","v":{"$error":"#DIV/0!"}},{"$f":"T37","v":{"$error":"#DIV/0!"}},{"$f":"U37:U38","v":{"$error":"#DIV/0!"}},null,null,null,null,{"$f":"AF37*('4.1 Beregning - Mængder'!P38/'4.1 Beregning - Mængder'!S38)","v":{"$error":"#DIV/0!"}},{"$f":"AH37*('4.1 Beregning - Mængder'!R38/'4.1 Beregning - Mængder'!T38)","v":{"$error":"#DIV/0!"}},{"$f":"AO37+AI37","v":{"$error":"#DIV/0!"}},{"$f":"AP37+AJ37","v":{"$error":"#DIV/0!"}},null,null,null,null,null,null,null,null,null,null,{"$f":"AH37*'9.1 Tidsdiff. - Oversigt'!$E$14+AG37*'9.1 Tidsdiff. - Oversigt'!$D$14+'4.4 Beregning - Tarifelementer'!AF37*'9.1 Tidsdiff. - Oversigt'!$C$14+AI37*'9.1 Tidsdiff. - Oversigt'!$G$14+'4.4 Beregning - Tarifelementer'!AJ37*'9.1 Tidsdiff. - Oversigt'!$H$14","v":{"$error":"#DIV/0!"}},{"$f":"AH37*'9.1 Tidsdiff. - Oversigt'!$E$14+AG37*'9.1 Tidsdiff. - Oversigt'!$D$14+AF37*'9.1 Tidsdiff. - Oversigt'!$C$14+S37","v":{"$error":"#DIV/0!"}},{"$f":"AH37*'9.1 Tidsdiff. - Oversigt'!$E$14+AG37*'9.1 Tidsdiff. - Oversigt'!$D$14+AF37*'9.1 Tidsdiff. - Oversigt'!$C$14+S37","v":{"$error":"#DIV/0!"}},null,null,{"$f":"S37+O37+G37","v":0},null,{"$f":"AD37*'9.1 Tidsdiff. - Oversigt'!$E$13+AC37*'9.1 Tidsdiff. - Oversigt'!$D$13+AB37*'9.1 Tidsdiff. - Oversigt'!$C$13","v":{"$error":"#DIV/0!"}},{"$f":"AD37*'9.1 Tidsdiff. - Oversigt'!$E$13+AC37*'9.1 Tidsdiff. - Oversigt'!$D$13+AB37*'9.1 Tidsdiff. - Oversigt'!$C$13","v":{"$error":"#DIV/0!"}},{"$f":"O37+K37+G37+(H37*'9.1 Tidsdiff. - Oversigt'!$C$13)+('4.4 Beregning - Tarifelementer'!I37*('9.1 Tidsdiff. - Oversigt'!$C$13+'9.1 Tidsdiff. - Oversigt'!$D$13)+'4.4 Beregning - Tarifelementer'!J37)","v":{"$error":"#DIV/0!"}},null,null,{"$f":"G37+K37+O37","v":0}]
[null,"Justering af tarif sfa. afrundning af abonnement",{"$f":"'4.3 Beregning - Abonnement'!D51","v":0},null,null,null,null,null,null,null,{"$f":"'4.3 Beregning - Abonnement'!E51","v":0},null,null,null,null,null,null,null,{"$f":"'4.3 Beregning - Abonnement'!F51","v":0},null,null,null,{"$f":"$C$38","v":0},{"$f":"$C$38","v":0},0,0,{"$f":"$K$38","v":0},{"$f":"$K$38","v":0},0,0,{"$f":"S38","v":0},{"$f":"AG38+P38+H38","v":0},{"$f":"AH38+Q38+I38","v":0},{"$f":"R38+J38+O38+G38","v":0},{"$f":"S38","v":0},{"$f":"S38","v":0},null,null,null,null,null,null,{"$f":"AO38+AI38","v":0},{"$f":"AP38+AJ38","v":0}]
[null,"Samlet tarif-betaling",{"$f":"SUM(C35:C38)","v":0},{"$f":"SUM(D35:D38)","v":0},0,0,{"$error":"#DIV/0!"},{"$error":"#DIV/0!"},{"$error":"#DIV/0!"},{"$error":"#DIV/0!"},0,0,0,0,{"$error":"#DIV/0!"},{"$error":"#DIV/0!"},{"$error":"#DIV/0!"},{"$error":"#DIV/0!"},{"$error":"#DIV/0!"},{"$error":"#DIV/0!"},{"$error":"#DIV/0!"},null,{"$f":"SUM(W35:W38)","v":{"$error":"#DIV/0!"}},{"$f":"SUM(X35:X38)","v":{"$error":"#DIV/0!"}},{"$error":"#DIV/0!"},{"$error":"#DIV/0!"},{"$error":"#DIV/0!"},{"$error":"#DIV/0!"},{"$error":"#DIV/0!"},{"$error":"#DIV/0!"},{"$error":"#DIV/0!"},{"$error":"#DIV/0!"},{"$error":"#DIV/0!"},{"$error":"#DIV/0!"},{"$error":"#DIV/0!"},{"$error":"#DIV/0!"},null,null,{"$f":"AM35+AM36","v":{"$error":"#DIV/0!"}},{"$error":"#DIV/0!"},{"$f":"SUM(AO35:AO38)","v":{"$error":"#DIV/0!"}},{"$f":"SUM(AP35:AP38)","v":{"$error":"#DIV/0!"}},{"$error":"#DIV/0!"},{"$error":"#DIV/0!"},null,null,null,null,null,null,null,null,null,"Total ",null,null,null,null,null,null,"Total "]

{"sheet":"4.5 Beregning - Tariffer","index":13,"n_rows":67,"n_cols":95,"rows_kept":67,"cut":false,"hidden":false,"merged":[[53,72,53,75],[53,77,53,80],[53,81,53,84],[53,46,53,49],[53,50,53,53],[53,55,53,58],[53,59,53,62],[53,68,53,71],[53,3,53,6],[53,7,53,10],[53,11,53,14],[53,15,53,18],[11,3,11,43],[53,19,53,22],[53,24,53,27],[53,28,53,31],[53,32,53,35],[53,36,53,39],[13,1,14,1],[14,28,14,31],[14,32,14,35],[14,36,14,39],[14,3,14,6],[14,7,14,10],[14,11,14,14],[14,15,14,18],[14,19,14,22],[14,24,14,27],[14,81,14,84],[14,77,14,80],[14,72,14,75],[14,68,14,71],[11,46,11,66],[11,68,11,88],[14,46,14,49],[14,50,14,53],[14,59,14,62],[14,55,14,58]]}
["Beregning af tariffer"]
[]
[]
[null,null,null,null,null,null,null,null,null,null,null,null,null,null,null,null,null,null,null,"Signaturforklaring til abonnementsberegning"]
[null,null,null,null,null,null,null,null,null,null,null,null,null,null,null,null,null,null,null,null,"Tariftypen er fritaget for omkostningselementet"]
[null,null,null,null,null,null,null,null,null,null,null,null,null,null,null,null,null,null,null,null,"Tariftypens bidrag til omkostningselementet følger særligt princip"]
[]
[]
[]
[]
[]
[null,"Tarifbetaling, øre/kWh",null,"Tabel: B.4.5.1. Forbrugstariffer",null,null,null,null,null,null,null,null,null,null,null,null,null,null,null,null,null,null,null,null,null,null,null,null,null,null,null,null,null,null,null,null,null,null,null,null,null,null,null,null,null,null,"Tabel: B.4.5.2 Tariffer, egenproducenter - egetforbrug",null,null,null,null,null,null,null,null,null,null,null,null,null,null,null,null,null,null,null,null,null,"Tabel: B.4.5.3 Tariffer, egenproducenter - bruttoforbrug"]
[]
[null,"Omkostningskategorier",null,"Tarif A",null,null,null,null,null,null,null,null,null,null,null,null,null,null,null,null,null,null,null,null,"Tarif B",null,null,null,null,null,null,null,null,null,null,null,null,null,null,null,null,"Tarif C",null,null,null,null,"Tarif A",null,null,null,null,null,null,null,null,"Tarif B",null,null,null,null,null,null,null,null,"Tarif C",null,null,null,"Tarif A",null,null,null,null,null,null,null,null,"Tarif B",null,null,null,null,null,null,null,null,"Tarif C"]
[null,null,null,{"$f":"'3.2 Input - Forbrug og prod.'!$C$21","v":""},null,null,null,{"$f":"'3.2 Input - Forbrug og prod.'!$C$22","v":"A høj"},null,null,null,{"$f":"'3.2 Input - Forbrug og prod.'!$C$23","v":""},null,null,null,{"$f":"'3.2 Input - Forbrug og prod.'!$C$24","v":"A lav"},null,null,null,{"$f":"'3.2 Input - Forbrug og prod.'!$C$25","v":""},null,null,null,null,{"$f":"'3.2 Input - Forbrug og prod.'!$C$27","v":"B høj"},null,null,null,{"$f":"'3.2 Input - Forbrug og prod.'!$C$28","v":""},null,null,null,{"$f":"'3.2 Input - Forbrug og prod.'!$C$29","v":"B lav"},null,null,null,{"$f":"'3.2 Input - Forbrug og prod.'!$C$30","v":""},null,null,null,null,"C",null,null,null,null,{"$f":"'3.2 Input - Forbrug og prod.'!$C$22","v":"A høj"},null,null,null,{"$f":"'3.2 Input - Forbrug og prod.'!$C$24","v":"A lav"},null,null,null,null,{"$f":"'3.2 Input - Forbrug og prod.'!$C$27","v":"B høj"},null,null,null,{"$f":"'3.2 Input - Forbrug og prod.'!$C$29","v":"B lav"},null,null,null,null,"C",null,null,null,{"$f":"'3.2 Input - Forbrug og prod.'!C22","v":"A høj"},null,null,null,{"$f":"'3.2 Input - Forbrug og prod.'!$C$24","v":"A lav"},null,null,null,null,{"$f":"'3.2 Input - Forbrug og prod.'!$C$27","v":"B høj"},null,null,null,{"$f":"'3.2 Input - Forbrug og prod.'!$C$29","v":"B lav"},null,null,null,null,"C"]
[null,null,null,"Flad/gns.",{"$f":"'9.1 Tidsdiff. - Oversigt'!$C$11","v":"Spids"},{"$f":"'9.1 Tidsdiff. - Oversigt'!$D$11","v":"Høj"},{"$f":"'9.1 Tidsdiff. - Oversigt'!$E$11","v":"Lav"},"Flad/gns.",{"$f":"'9.1 Tidsdiff. - Oversigt'!$C$11","v":"Spids"},{"$f":"'9.1 Tidsdiff. - Oversigt'!$D$11","v":"Høj"},{"$f":"'9.1 Tidsdiff. - Oversigt'!$E$11","v":"Lav"},"Flad/gns.",{"$f":"'9.1 Tidsdiff. - Oversigt'!$C$11","v":"Spids"},{"$f":"'9.1 Tidsdiff. - Oversigt'!$D$11","v":"Høj"},{"$f":"'9.1 Tidsdiff. - Oversigt'!$E$11","v":"Lav"},"Flad/gns.",{"$f":"'9.1 Tidsdiff. - Oversigt'!$C$11","v":"Spids"},{"$f":"'9.1 Tidsdiff. - Oversigt'!$D$11","v":"Høj"},{"$f":"'9.1 Tidsdiff. - Oversigt'!$E$11","v":"Lav"},"Flad/gns.",{"$f":"'9.1 Tidsdiff. - Oversigt'!$C$11","v":"Spids"},{"$f":"'9.1 Tidsdiff. - Oversigt'!$D$11","v":"Høj"},{"$f":"'9.1 Tidsdiff. - Oversigt'!$E$11","v":"Lav"},null,"Flad/gns.",{"$f":"'9.1 Tidsdiff. - Oversigt'!$C$11","v":"Spids"},{"$f":"'9.1 Tidsdiff. - Oversigt'!$D$11","v":"Høj"},{"$f":"'9.1 Tidsdiff. - Oversigt'!$E$11","v":"Lav"},"Flad/gns.",{"$f":"'9.1 Tidsdiff. - Oversigt'!$C$11","v":"Spids"},{"$f":"'9.1 Tidsdiff. - Oversigt'!$D$11","v":"Høj"},{"$f":"'9.1 Tidsdiff. - Oversigt'!$E$11","v":"Lav"},"Flad/gns.",{"$f":"'9.1 Tidsdiff. - Oversigt'!$C$11","v":"Spids"},{"$f":"'9.1 Tidsdiff. - Oversigt'!$D$11","v":"Høj"},{"$f":"'9.1 Tidsdiff. - Oversigt'!$E$11","v":"Lav"},"Flad/gns.",{"$f":"'9.1 Tidsdiff. - Oversigt'!$C$11","v":"Spids"},{"$f":"'9.1 Tidsdiff. - Oversigt'!$D$11","v":"Høj"},{"$f":"'9.1 Tidsdiff. - Oversigt'!$E$11","v":"Lav"},null,"Flad/gns.",{"$f":"'9.1 Tidsdiff. - Oversigt'!$G$11","v":"Spids-C"},{"$f":"'9.1 Tidsdiff. - Oversigt'!$H$11","v":"Normal-C"},null,null,"Flad/gns.",{"$f":"'9.1 Tidsdiff. - Oversigt'!$C$11","v":"Spids"},{"$f":"'9.1 Tidsdiff. - Oversigt'!$D$11","v":"Høj"},{"$f":"'9.1 Tidsdiff. - Oversigt'!$E$11","v":"Lav"},"Flad/gns.",{"$f":"'9.1 Tidsdiff. - Oversigt'!$C$11","v":"Spids"},{"$f":"'9.1 Tidsdiff. - Oversigt'!$D$11","v":"Høj"},{"$f":"'9.1 Tidsdiff. - Oversigt'!$E$11","v":"Lav"},null,"Flad/gns.",{"$f":"'9.1 Tidsdiff. - Oversigt'!$C$11","v":"Spids"},{"$f":"'9.1 Tidsdiff. - Oversigt'!$D$11","v":"Høj"},{"$f":"'9.1 Tidsdiff. - Oversigt'!$E$11","v":"Lav"},"Flad/gns.",{"$f":"'9.1 Tidsdiff. - Oversigt'!$C$11","v":"Spids"},{"$f":"'9.1 Tidsdiff. - Oversigt'!$D$11","v":"Høj"},{"$f":"'9.1 Tidsdiff. - Oversigt'!$E$11","v":"Lav"},null,"Flad/gns.",{"$f":"'9.1 Tidsdiff. - Oversigt'!$G$11","v":"Spids-C"},{"$f":"'9.1 Tidsdiff. - Oversigt'!$H$11","v":"Normal-C"},null,"Flad/gns.",{"$f":"'9.1 Tidsdiff. - Oversigt'!$C$11","v":"Spids"},{"$f":"'9.1 Tidsdiff. - Oversigt'!$D$11","v":"Høj"},{"$f":"'9.1 Tidsdiff. - Oversigt'!$E$11","v":"Lav"},"Flad/gns.",{"$f":"'9.1 Tidsdiff. - Oversigt'!$C$11","v":"Spids"},{"$f":"'9.1 Tidsdiff. - Oversigt'!$D$11","v":"Høj"},{"$f":"'9.1 Tidsdiff. - Oversigt'!$E$11","v":"Lav"},null,"Flad/gns.",{"$f":"'9.1 Tidsdiff. - Oversigt'!$C$11","v":"Spids"},{"$f":"'9.1 Tidsdiff. - Oversigt'!$D$11","v":"Høj"},{"$f":"'9.1 Tidsdiff. - Oversigt'!$E$11","v":"Lav"},"Flad/gns.",{"$f":"'9.1 Tidsdiff. - Oversigt'!$C$11","v":"Spids"},{"$f":"'9.1 Tidsdiff. - Oversigt'!$D$11","v":"Høj"},{"$f":"'9.1 Tidsdiff. - Oversigt'!$E$11","v":"Lav"},null,"Flad/gns.",{"$f":"'9.1 Tidsdiff. - Oversigt'!$G$11","v":"Spids-C"},{"$f":"'9.1 Tidsdiff. - Oversigt'!$H$11","v":"Normal-C"}]
[null,"1. DRIFT"]
[null,"1.1 Drift og vedligehold af transformerstationer",null,null,null,null,null,null,null,null,null,null,null,null,null,{"$f":"IF('2.1 Valg - Forbrugstariffer'!$U$18>1,'4.4 Beregning - Tarifelementer'!W12,0)","v":{"$error":"#DIV/0!"}},{"$f":"IF('2.1 Valg - Forbrugstariffer'!$U$18>1,'4.4 Beregning - Tarifelementer'!X12,0)","v":{"$error":"#DIV/0!"}},{"$f":"IF('2.1 Valg - Forbrugstariffer'!$U$18>1,'4.4 Beregning - Tarifelementer'!Y12,0)","v":{"$error":"#DIV/0!"}},{"$f":"IF('2.1 Valg - Forbrugstariffer'!$U$18>1,'4.4 Beregning - Tarifelementer'!Z12,0)","v":{"$error":"#DIV/0!"}},{"$f":"IF(OR('2.1 Valg - Forbrugstariffer'!$W$18=1,'2.1 Valg - Forbrugstariffer'!$W$20=1),P18,0)","v":0},{"$f":"IF(OR('2.1 Valg - Forbrugstariffer'!$W$18=1,'2.1 Valg - Forbrugstariffer'!$W$20=1),Q18,0)","v":0},{"$f":"IF(OR('2.1 Valg - Forbrugstariffer'!$W$18=1,'2.1 Valg - Forbrugstariffer'!$W$20=1),R18,0)","v":0},{"$f":"IF(OR('2.1 Valg - Forbrugstariffer'!$W$18=1,'2.1 Valg - Forbrugstariffer'!$W$20=1),S18,0)","v":0},null,{"$f":"IF('2.1 Valg - Forbrugstariffer'!$U$31=3,'4.4 Beregning - Tarifelementer'!W12,0)","v":{"$error":"#DIV/0!"}},{"$f":"IF('2.1 Valg - Forbrugstariffer'!$U$31=3,'4.4 Beregning - Tarifelementer'!X12,0)","v":{"$error":"#DIV/0!"}},{"$f":"IF('2.1 Valg - Forbrugstariffer'!$U$31=3,'4.4 Beregning - Tarifelementer'!Y12,0)","v":{"$error":"#DIV/0!"}},{"$f":"IF('2.1 Valg - Forbrugstariffer'!$U$31=3,'4.4 Beregning - Tarifelementer'!Z12,0)","v":{"$error":"#DIV/0!"}},{"$f":"IF('2.1 Valg - Forbrugstariffer'!$U$37,'4.4 Beregning - Tarifelementer'!W12,0)","v":0},{"$f":"IF('2.1 Valg - Forbrugstariffer'!$U$37,'4.4 Beregning - Tarifelementer'!X12,0)","v":0},{"$f":"IF('2.1 Valg - Forbrugstariffer'!$U$37,'4.4 Beregning - Tarifelementer'!Y12,0)","v":0},{"$f":"IF('2.1 Valg - Forbrugstariffer'!$U$37,'4.4 Beregning - Tarifelementer'!Z12,0)","v":0},{"$f":"IF('2.1 Valg - Forbrugstariffer'!$U$31>1,'4.4 Beregning - Tarifelementer'!AA12,0)","v":{"$error":"#DIV/0!"}},{"$f":"IF('2.1 Valg - Forbrugstariffer'!$U$31>1,'4.4 Beregning - Tarifelementer'!AB12,0)","v":{"$error":"#DIV/0!"}},{"$f":"IF('2.1 Valg - Forbrugstariffer'!$U$31>1,'4.4 Beregning - Tarifelementer'!AC12,0)","v":{"$error":"#DIV/0!"}},{"$f":"IF('2.1 Valg - Forbrugstariffer'!$U$31>1,'4.4 Beregning - Tarifelementer'!AD12,0)","v":{"$error":"#DIV/0!"}},{"$f":"IF(OR('2.1 Valg - Forbrugstariffer'!$U$36=1,'2.1 Valg - Forbrugstariffer'!$U$38=1),AG18,0)","v":0},{"$f":"IF(OR('2.1 Valg - Forbrugstariffer'!$U$36=1,'2.1 Valg - Forbrugstariffer'!$U$38=1),AH18,0)","v":0},{"$f":"IF(OR('2.1 Valg - Forbrugstariffer'!$U$36=1,'2.1 Valg - Forbrugstariffer'!$U$38=1),AI18,0)","v":0},{"$f":"IF(OR('2.1 Valg - Forbrugstariffer'!$U$36=1,'2.1 Valg - Forbrugstariffer'!$U$38=1),AJ18,0)","v":0},null,{"$f":"IF('2.1 Valg - Forbrugstariffer'!$U$44=2,'4.4 Beregning - Tarifelementer'!AE12,0)","v":{"$error":"#DIV/0!"}},{"$f":"IF('2.1 Valg - Forbrugstariffer'!$U$44=2,'4.4 Beregning - Tarifelementer'!AQ12,0)","v":{"$error":"#DIV/0!"}},{"$f":"IF('2.1 Valg - Forbrugstariffer'!$U$44=2,'4.4 Beregning - Tarifelementer'!AR12,0)","v":{"$error":"#DIV/0!"}},null,null,null,null,null,null,{"$f":"IF('2.1 Valg - Forbrugstariffer'!$U$18>1,P18,0)","v":{"$error":"#DIV/0!"}},{"$f":"IF('2.1 Valg - Forbrugstariffer'!$U$18>1,Q18,0)","v":{"$error":"#DIV/0!"}},{"$f":"IF('2.1 Valg - Forbrugstariffer'!$U$18>1,R18,0)","v":{"$error":"#DIV/0!"}},{"$f":"IF('2.1 Valg - Forbrugstariffer'!$U$18>1,S18,0)","v":{"$error":"#DIV/0!"}},null,{"$f":"IF('2.1 Valg - Forbrugstariffer'!$U$31=3,Y18,0)","v":{"$error":"#DIV/0!"}},{"$f":"IF('2.1 Valg - Forbrugstariffer'!$U$31=3,Z18,0)","v":{"$error":"#DIV/0!"}},{"$f":"IF('2.1 Valg - Forbrugstariffer'!$U$31=3,AA18,0)","v":{"$error":"#DIV/0!"}},{"$f":"IF('2.1 Valg - Forbrugstariffer'!$U$31=3,AB18,0)","v":{"$error":"#DIV/0!"}},{"$f":"IF('2.1 Valg - Forbrugstariffer'!$U$31>1,AG18,0)","v":{"$error":"#DIV/0!"}},{"$f":"IF('2.1 Valg - Forbrugstariffer'!$U$31>1,AH18,0)","v":{"$error":"#DIV/0!"}},{"$f":"IF('2.1 Valg - Forbrugstariffer'!$U$31>1,AI18,0)","v":{"$error":"#DIV/0!"}},{"$f":"IF('2.1 Valg - Forbrugstariffer'!$U$31>1,AJ18,0)","v":{"$error":"#DIV/0!"}},null,{"$f":"IF('2.1 Valg - Forbrugstariffer'!$U$44=2,AP18,0)","v":{"$error":"#DIV/0!"}},{"$f":"IF('2.1 Valg - Forbrugstariffer'!$U$44=2,AQ18,0)","v":{"$error":"#DIV/0!"}},{"$f":"IF('2.1 Valg - Forbrugstariffer'!$U$44=2,AR18,0)","v":{"$error":"#DIV/0!"}},null,null,null,null,null,{"$f":"IF('2.1 Valg - Forbrugstariffer'!$U$18>1,P18,0)","v":{"$error":"#DIV/0!"}},{"$f":"IF('2.1 Valg - Forbrugstariffer'!$U$18>1,Q18,0)","v":{"$error":"#DIV/0!"}},{"$f":"IF('2.1 Valg - Forbrugstariffer'!$U$18>1,R18,0)","v":{"$error":"#DIV/0!"}},{"$f":"IF('2.1 Valg - Forbrugstariffer'!$U$18>1,S18,0)","v":{"$error":"#DIV/0!"}},null,{"$f":"IF('2.1 Valg - Forbrugstariffer'!$U$31=3,Y18,0)","v":{"$error":"#DIV/0!"}},{"$f":"IF('2.1 Valg - Forbrugstariffer'!$U$31=3,Z18,0)","v":{"$error":"#DIV/0!"}},{"$f":"IF('2.1 Valg - Forbrugstariffer'!$U$31=3,AA18,0)","v":{"$error":"#DIV/0!"}},{"$f":"IF('2.1 Valg - Forbrugstariffer'!$U$31=3,AB18,0)","v":{"$error":"#DIV/0!"}},{"$f":"IF('2.1 Valg - Forbrugstariffer'!$U$31>1,AG18,0)","v":{"$error":"#DIV/0!"}},{"$f":"IF('2.1 Valg - Forbrugstariffer'!$U$31>1,AH18,0)","v":{"$error":"#DIV/0!"}},{"$f":"IF('2.1 Valg - Forbrugstariffer'!$U$31>1,AI18,0)","v":{"$error":"#DIV/0!"}},{"$f":"IF('2.1 Valg - Forbrugstariffer'!$U$31>1,AJ18,0)","v":{"$error":"#DIV/0!"}},null,{"$f":"IF('2.1 Valg - Forbrugstariffer'!$U$44=2,AP18,0)","v":{"$error":"#DIV/0!"}},{"$f":"IF('2.1 Valg - Forbrugstariffer'!$U$44=2,AQ18,0)","v":{"$error":"#DIV/0!"}},{"$f":"IF('2.1 Valg - Forbrugstariffer'!$U$44=2,AR18,0)","v":{"$error":"#DIV/0!"}}]
[null,"1.2 Drift og vedligehold af ledningsnettet ",null,null,null,null,null,{"$f":"IF('2.1 Valg - Forbrugstariffer'!$U$18=3,P19,0)","v":{"$error":"#DIV/0!"}},{"$f":"IF('2.1 Valg - Forbrugstariffer'!$U$18=3,Q19,0)","v":{"$error":"#DIV/0!"}},{"$f":"IF('2.1 Valg - Forbrugstariffer'!$U$18=3,R19,0)","v":{"$error":"#DIV/0!"}},{"$f":"IF('2.1 Valg - Forbrugstariffer'!$U$18=3,S19,0)","v":{"$error":"#DIV/0!"}},{"$f":"IF('2.1 Valg - Forbrugstariffer'!$W$19=1,P19,0)","v":0},{"$f":"IF('2.1 Valg - Forbrugstariffer'!$W$19=1,Q19,0)","v":0},{"$f":"IF('2.1 Valg - Forbrugstariffer'!$W$19=1,R19,0)","v":0},{"$f":"IF('2.1 Valg - Forbrugstariffer'!$W$19=1,S19,0)","v":0},{"$f":"IF('2.1 Valg - Forbrugstariffer'!$U$18>1,'4.4 Beregning - Tarifelementer'!W13,0)","v":{"$error":"#DIV/0!"}},{"$f":"IF('2.1 Valg - Forbrugstariffer'!$U$18>1,'4.4 Beregning - Tarifelementer'!X13,0)","v":{"$error":"#DIV/0!"}},{"$f":"IF('2.1 Valg - Forbrugstariffer'!$U$18>1,'4.4 Beregning - Tarifelementer'!Y13,0)","v":{"$error":"#DIV/0!"}},{"$f":"IF('2.1 Valg - Forbrugstariffer'!$U$18>1,'4.4 Beregning - Tarifelementer'!Z13,0)","v":{"$error":"#DIV/0!"}},{"$f":"IF(OR('2.1 Valg - Forbrugstariffer'!$W$18=1,'2.1 Valg - Forbrugstariffer'!$W$20=1),P19,0)","v":0},{"$f":"IF(OR('2.1 Valg - Forbrugstariffer'!$W$18=1,'2.1 Valg - Forbrugstariffer'!$W$20=1),Q19,0)","v":0},{"$f":"IF(OR('2.1 Valg - Forbrugstariffer'!$W$18=1,'2.1 Valg - Forbrugstariffer'!$W$20=1),R19,0)","v":0},{"$f":"IF(OR('2.1 Valg - Forbrugstariffer'!$W$18=1,'2.1 Valg - Forbrugstariffer'!$W$20=1),S19,0)","v":0},null,{"$f":"IF('2.1 Valg - Forbrugstariffer'!$U$31=3,AG19,0)","v":{"$error":"#DIV/0!"}},{"$f":"IF('2.1 Valg - Forbrugstariffer'!$U$31=3,AH19,0)","v":{"$error":"#DIV/0!"}},{"$f":"IF('2.1 Valg - Forbrugstariffer'!$U$31=3,AI19,0)","v":{"$error":"#DIV/0!"}},{"$f":"IF('2.1 Valg - Forbrugstariffer'!$U$31=3,AJ19,0)","v":{"$error":"#DIV/0!"}},{"$f":"IF('2.1 Valg - Forbrugstariffer'!$U$37,AG19,0)","v":0},{"$f":"IF('2.1 Valg - Forbrugstariffer'!$U$37,AH19,0)","v":0},{"$f":"IF('2.1 Valg - Forbrugstariffer'!$U$37,AI19,0)","v":0},{"$f":"IF('2.1 Valg - Forbrugstariffer'!$U$37,AJ19,0)","v":0},{"$f":"IF('2.1 Valg - Forbrugstariffer'!$U$31>1,'4.4 Beregning - Tarifelementer'!AA13,0)","v":{"$error":"#DIV/0!"}},{"$f":"IF('2.1 Valg - Forbrugstariffer'!$U$31>1,'4.4 Beregning - Tarifelementer'!AB13,0)","v":{"$error":"#DIV/0!"}},{"$f":"IF('2.1 Valg - Forbrugstariffer'!$U$31>1,'4.4 Beregning - Tarifelementer'!AC13,0)","v":{"$error":"#DIV/0!"}},{"$f":"IF('2.1 Valg - Forbrugstariffer'!$U$31>1,'4.4 Beregning - Tarifelementer'!AD13,0)","v":{"$error":"#DIV/0!"}},{"$f":"IF(OR('2.1 Valg - Forbrugstariffer'!$U$36=1,'2.1 Valg - Forbrugstariffer'!$U$38=1),AG19,0)","v":0},{"$f":"IF(OR('2.1 Valg - Forbrugstariffer'!$U$36=1,'2.1 Valg - Forbrugstariffer'!$U$38=1),AH19,0)","v":0},{"$f":"IF(OR('2.1 Valg - Forbrugstariffer'!$U$36=1,'2.1 Valg - Forbrugstariffer'!$U$38=1),AI19,0)","v":0},{"$f":"IF(OR('2.1 Valg - Forbrugstariffer'!$U$36=1,'2.1 Valg - Forbrugstariffer'!$U$38=1),AJ19,0)","v":0},null,{"$f":"IF('2.1 Valg - Forbrugstariffer'!$U$44=2,'4.4 Beregning - Tarifelementer'!AE13,0)","v":{"$error":"#DIV/0!"}},{"$f":"IF('2.1 Valg - Forbrugstariffer'!$U$44=2,'4.4 Beregning - Tarifelementer'!AQ13,0)","v":{"$error":"#DIV/0!"}},{"$f":"IF('2.1 Valg - Forbrugstariffer'!$U$44=2,'4.4 Beregning - Tarifelementer'!AR13,0)","v":{"$error":"#DIV/0!"}},null,null,{"$f":"IF('2.1 Valg - Forbrugstariffer'!$U$18=3,H19,0)","v":{"$error":"#DIV/0!"}},{"$f":"IF('2.1 Valg - Forbrugstariffer'!$U$18=3,I19,0)","v":{"$error":"#DIV/0!"}},{"$f":"IF('2.1 Valg - Forbrugstariffer'!$U$18=3,J19,0)","v":{"$error":"#DIV/0!"}},{"$f":"IF('2.1 Valg - Forbrugstariffer'!$U$18=3,K19,0)","v":{"$error":"#DIV/0!"}},{"$f":"IF('2.1 Valg - Forbrugstariffer'!$U$18>1,P19,0)","v":{"$error":"#DIV/0!"}},{"$f":"IF('2.1 Valg - Forbrugstariffer'!$U$18>1,Q19,0)","v":{"$error":"#DIV/0!"}},{"$f":"IF('2.1 Valg - Forbrugstariffer'!$U$18>1,R19,0)","v":{"$error":"#DIV/0!"}},{"$f":"IF('2.1 Valg - Forbrugstariffer'!$U$18>1,S19,0)","v":{"$error":"#DIV/0!"}},null,{"$f":"IF('2.1 Valg - Forbrugstariffer'!$U$31=3,Y19,0)","v":{"$error":"#DIV/0!"}},{"$f":"IF('2.1 Valg - Forbrugstariffer'!$U$31=3,Z19,0)","v":{"$error":"#DIV/0!"}},{"$f":"IF('2.1 Valg - Forbrugstariffer'!$U$31=3,AA19,0)","v":{"$error":"#DIV/0!"}},{"$f":"IF('2.1 Valg - Forbrugstariffer'!$U$31=3,AB19,0)","v":{"$error":"#DIV/0!"}},{"$f":"IF('2.1 Valg - Forbrugstariffer'!$U$31>1,AG19,0)","v":{"$error":"#DIV/0!"}},{"$f":"IF('2.1 Valg - Forbrugstariffer'!$U$31>1,AH19,0)","v":{"$error":"#DIV/0!"}},{"$f":"IF('2.1 Valg - Forbrugstariffer'!$U$31>1,AI19,0)","v":{"$error":"#DIV/0!"}},{"$f":"IF('2.1 Valg - Forbrugstariffer'!$U$31>1,AJ19,0)","v":{"$error":"#DIV/0!"}},null,{"$f":"IF('2.1 Valg - Forbrugstariffer'!$U$44=2,AP19,0)","v":{"$error":"#DIV/0!"}},{"$f":"IF('2.1 Valg - Forbrugstariffer'!$U$44=2,AQ19,0)","v":{"$error":"#DIV/0!"}},{"$f":"IF('2.1 Valg - Forbrugstariffer'!$U$44=2,AR19,0)","v":{"$error":"#DIV/0!"}},null,{"$f":"IF('2.1 Valg - Forbrugstariffer'!$U$18=3,H19,0)","v":{"$error":"#DIV/0!"}},{"$f":"IF('2.1 Valg - Forbrugstariffer'!$U$18=3,I19,0)","v":{"$error":"#DIV/0!"}},{"$f":"IF('2.1 Valg - Forbrugstariffer'!$U$18=3,J19,0)","v":{"$error":"#DIV/0!"}},{"$f":"IF('2.1 Valg - Forbrugstariffer'!$U$18=3,K19,0)","v":{"$error":"#DIV/0!"}},{"$f":"IF('2.1 Valg - Forbrugstariffer'!$U$18>1,P19,0)","v":{"$error":"#DIV/0!"}},{"$f":"IF('2.1 Valg - Forbrugstariffer'!$U$18>1,Q19,0)","v":{"$error":"#DIV/0!"}},{"$f":"IF('2.1 Valg - Forbrugstariffer'!$U$18>1,R19,0)","v":{"$error":"#DIV/0!"}},{"$f":"IF('2.1 Valg - Forbrugstariffer'!$U$18>1,S19,0)","v":{"$error":"#DIV/0!"}},null,{"$f":"IF('2.1 Valg - Forbrugstariffer'!$U$31=3,Y19,0)","v":{"$error":"#DIV/0!"}},{"$f":"IF('2.1 Valg - Forbrugstariffer'!$U$31=3,Z19,0)","v":{"$error":"#DIV/0!"}},{"$f":"IF('2.1 Valg - Forbrugstariffer'!$U$31=3,AA19,0)","v":{"$error":"#DIV/0!"}},{"$f":"IF('2.1 Valg - Forbrugstariffer'!$U$31=3,AB19,0)","v":{"$error":"#DIV/0!"}},{"$f":"IF('2.1 Valg - Forbrugstariffer'!$U$31>1,AG19,0)","v":{"$error":"#DIV/0!"}},{"$f":"IF('2.1 Valg - Forbrugstariffer'!$U$31>1,AH19,0)","v":{"$error":"#DIV/0!"}},{"$f":"IF('2.1 Valg - Forbrugstariffer'!$U$31>1,AI19,0)","v":{"$error":"#DIV/0!"}},{"$f":"IF('2.1 Valg - Forbrugstariffer'!$U$31>1,AJ19,0)","v":{"$error":"#DIV/0!"}},null,{"$f":"IF('2.1 Valg - Forbrugstariffer'!$U$44=2,AP19,0)","v":{"$error":"#DIV/0!"}},{"$f":"IF('2.1 Valg - Forbrugstariffer'!$U$44=2,AQ19,0)","v":{"$error":"#DIV/0!"}},{"$f":"IF('2.1 Valg - Forbrugstariffer'!$U$44=2,AR19,0)","v":{"$error":"#DIV/0!"}}]
[null,"1.3 Øvrige drifts- og vedligeholdelsesomkostninger",null,null,null,null,null,{"$f":"IF('2.1 Valg - Forbrugstariffer'!$U$18=3,P20,0)","v":{"$error":"#DIV/0!"}},{"$f":"IF('2.1 Valg - Forbrugstariffer'!$U$18=3,Q20,0)","v":{"$error":"#DIV/0!"}},{"$f":"IF('2.1 Valg - Forbrugstariffer'!$U$18=3,R20,0)","v":{"$error":"#DIV/0!"}},{"$f":"IF('2.1 Valg - Forbrugstariffer'!$U$18=3,S20,0)","v":{"$error":"#DIV/0!"}},{"$f":"IF('2.1 Valg - Forbrugstariffer'!$W$19=1,P20,0)","v":0},{"$f":"IF('2.1 Valg - Forbrugstariffer'!$W$19=1,Q20,0)","v":0},{"$f":"IF('2.1 Valg - Forbrugstariffer'!$W$19=1,R20,0)","v":0},{"$f":"IF('2.1 Valg - Forbrugstariffer'!$W$19=1,S20,0)","v":0},{"$f":"IF('2.1 Valg - Forbrugstariffer'!$U$18>1,'4.4 Beregning - Tarifelementer'!W14,0)","v":{"$error":"#DIV/0!"}},{"$f":"IF('2.1 Valg - Forbrugstariffer'!$U$18>1,'4.4 Beregning - Tarifelementer'!X14,0)","v":{"$error":"#DIV/0!"}},{"$f":"IF('2.1 Valg - Forbrugstariffer'!$U$18>1,'4.4 Beregning - Tarifelementer'!Y14,0)","v":{"$error":"#DIV/0!"}},{"$f":"IF('2.1 Valg - Forbrugstariffer'!$U$18>1,'4.4 Beregning - Tarifelementer'!Z14,0)","v":{"$error":"#DIV/0!"}},{"$f":"IF(OR('2.1 Valg - Forbrugstariffer'!$W$18=1,'2.1 Valg - Forbrugstariffer'!$W$20=1),P20,0)","v":0},{"$f":"IF(OR('2.1 Valg - Forbrugstariffer'!$W$18=1,'2.1 Valg - Forbrugstariffer'!$W$20=1),Q20,0)","v":0},{"$f":"IF(OR('2.1 Valg - Forbrugstariffer'!$W$18=1,'2.1 Valg - Forbrugstariffer'!$W$20=1),R20,0)","v":0},{"$f":"IF(OR('2.1 Valg - Forbrugstariffer'!$W$18=1,'2.1 Valg - Forbrugstariffer'!$W$20=1),S20,0)","v":0},null,{"$f":"IF('2.1 Valg - Forbrugstariffer'!$U$31=3,AG20,0)","v":{"$error":"#DIV/0!"}},{"$f":"IF('2.1 Valg - Forbrugstariffer'!$U$31=3,AH20,0)","v":{"$error":"#DIV/0!"}},{"$f":"IF('2.1 Valg - Forbrugstariffer'!$U$31=3,AI20,0)","v":{"$error":"#DIV/0!"}},{"$f":"IF('2.1 Valg - Forbrugstariffer'!$U$31=3,AJ20,0)","v":{"$error":"#DIV/0!"}},{"$f":"IF('2.1 Valg - Forbrugstariffer'!$U$37,AG20,0)","v":0},{"$f":"IF('2.1 Valg - Forbrugstariffer'!$U$37,AH20,0)","v":0},{"$f":"IF('2.1 Valg - Forbrugstariffer'!$U$37,AI20,0)","v":0},{"$f":"IF('2.1 Valg - Forbrugstariffer'!$U$37,AJ20,0)","v":0},{"$f":"IF('2.1 Valg - Forbrugstariffer'!$U$31>1,'4.4 Beregning - Tarifelementer'!AA14,0)","v":{"$error":"#DIV/0!"}},{"$f":"IF('2.1 Valg - Forbrugstariffer'!$U$31>1,'4.4 Beregning - Tarifelementer'!AB14,0)","v":{"$error":"#DIV/0!"}},{"$f":"IF('2.1 Valg - Forbrugstariffer'!$U$31>1,'4.4 Beregning - Tarifelementer'!AC14,0)","v":{"$error":"#DIV/0!"}},{"$f":"IF('2.1 Valg - Forbrugstariffer'!$U$31>1,'4.4 Beregning - Tarifelementer'!AD14,0)","v":{"$error":"#DIV/0!"}},{"$f":"IF(OR('2.1 Valg - Forbrugstariffer'!$U$36=1,'2.1 Valg - Forbrugstariffer'!$U$38=1),AG20,0)","v":0},{"$f":"IF(OR('2.1 Valg - Forbrugstariffer'!$U$36=1,'2.1 Valg - Forbrugstariffer'!$U$38=1),AH20,0)","v":0},{"$f":"IF(OR('2.1 Valg - Forbrugstariffer'!$U$36=1,'2.1 Valg - Forbrugstariffer'!$U$38=1),AI20,0)","v":0},{"$f":"IF(OR('2.1 Valg - Forbrugstariffer'!$U$36=1,'2.1 Valg - Forbrugstariffer'!$U$38=1),AJ20,0)","v":0},null,{"$f":"IF('2.1 Valg - Forbrugstariffer'!$U$44=2,'4.4 Beregning - Tarifelementer'!AE14,0)","v":{"$error":"#DIV/0!"}},{"$f":"IF('2.1 Valg - Forbrugstariffer'!$U$44=2,'4.4 Beregning - Tarifelementer'!AQ14,0)","v":{"$error":"#DIV/0!"}},{"$f":"IF('2.1 Valg - Forbrugstariffer'!$U$44=2,'4.4 Beregning - Tarifelementer'!AR14,0)","v":{"$error":"#DIV/0!"}},null,null,{"$f":"IF('2.1 Valg - Forbrugstariffer'!$U$18=3,H20,0)","v":{"$error":"#DIV/0!"}},{"$f":"IF('2.1 Valg - Forbrugstariffer'!$U$18=3,I20,0)","v":{"$error":"#DIV/0!"}},{"$f":"IF('2.1 Valg - Forbrugstariffer'!$U$18=3,J20,0)","v":{"$error":"#DIV/0!"}},{"$f":"IF('2.1 Valg - Forbrugstariffer'!$U$18=3,K20,0)","v":{"$error":"#DIV/0!"}},{"$f":"IF('2.1 Valg - Forbrugstariffer'!$U$18>1,P20,0)","v":{"$error":"#DIV/0!"}},{"$f":"IF('2.1 Valg - Forbrugstariffer'!$U$18>1,Q20,0)","v":{"$error":"#DIV/0!"}},{"$f":"IF('2.1 Valg - Forbrugstariffer'!$U$18>1,R20,0)","v":{"$error":"#DIV/0!"}},{"$f":"IF('2.1 Valg - Forbrugstariffer'!$U$18>1,S20,0)","v":{"$error":"#DIV/0!"}},null,{"$f":"IF('2.1 Valg - Forbrugstariffer'!$U$31=3,Y20,0)","v":{"$error":"#DIV/0!"}},{"$f":"IF('2.1 Valg - Forbrugstariffer'!$U$31=3,Z20,0)","v":{"$error":"#DIV/0!"}},{"$f":"IF('2.1 Valg - Forbrugstariffer'!$U$31=3,AA20,0)","v":{"$error":"#DIV/0!"}},{"$f":"IF('2.1 Valg - Forbrugstariffer'!$U$31=3,AB20,0)","v":{"$error":"#DIV/0!"}},{"$f":"IF('2.1 Valg - Forbrugstariffer'!$U$31>1,AG20,0)","v":{"$error":"#DIV/0!"}},{"$f":"IF('2.1 Valg - Forbrugstariffer'!$U$31>1,AH20,0)","v":{"$error":"#DIV/0!"}},{"$f":"IF('2.1 Valg - Forbrugstariffer'!$U$31>1,AI20,0)","v":{"$error":"#DIV/0!"}},{"$f":"IF('2.1 Valg - Forbrugstariffer'!$U$31>1,AJ20,0)","v":{"$error":"#DIV/0!"}},null,{"$f":"IF('2.1 Valg - Forbrugstariffer'!$U$44=2,AP20,0)","v":{"$error":"#DIV/0!"}},{"$f":"IF('2.1 Valg - Forbrugstariffer'!$U$44=2,AQ20,0)","v":{"$error":"#DIV/0!"}},{"$f":"IF('2.1 Valg - Forbrugstariffer'!$U$44=2,AR20,0)","v":{"$error":"#DIV/0!"}},null,{"$f":"IF('2.1 Valg - Forbrugstariffer'!$U$18=3,H20,0)","v":{"$error":"#DIV/0!"}},{"$f":"IF('2.1 Valg - Forbrugstariffer'!$U$18=3,I20,0)","v":{"$error":"#DIV/0!"}},{"$f":"IF('2.1 Valg - Forbrugstariffer'!$U$18=3,J20,0)","v":{"$error":"#DIV/0!"}},{"$f":"IF('2.1 Valg - Forbrugstariffer'!$U$18=3,K20,0)","v":{"$error":"#DIV/0!"}},{"$f":"IF('2.1 Valg - Forbrugstariffer'!$U$18>1,P20,0)","v":{"$error":"#DIV/0!"}},{"$f":"IF('2.1 Valg - Forbrugstariffer'!$U$18>1,Q20,0)","v":{"$error":"#DIV/0!"}},{"$f":"IF('2.1 Valg - Forbrugstariffer'!$U$18>1,R20,0)","v":{"$error":"#DIV/0!"}},{"$f":"IF('2.1 Valg - Forbrugstariffer'!$U$18>1,S20,0)","v":{"$error":"#DIV/0!"}},null,{"$f":"IF('2.1 Valg - Forbrugstariffer'!$U$31=3,Y20,0)","v":{"$error":"#DIV/0!"}},{"$f":"IF('2.1 Valg - Forbrugstariffer'!$U$31=3,Z20,0)","v":{"$error":"#DIV/0!"}},{"$f":"IF('2.1 Valg - Forbrugstariffer'!$U$31=3,AA20,0)","v":{"$error":"#DIV/0!"}},{"$f":"IF('2.1 Valg - Forbrugstariffer'!$U$31=3,AB20,0)","v":{"$error":"#DIV/0!"}},{"$f":"IF('2.1 Valg - Forbrugstariffer'!$U$31>1,AG20,0)","v":{"$error":"#DIV/0!"}},{"$f":"IF('2.1 Valg - Forbrugstariffer'!$U$31>1,AH20,0)","v":{"$error":"#DIV/0!"}},{"$f":"IF('2.1 Valg - Forbrugstariffer'!$U$31>1,AI20,0)","v":{"$error":"#DIV/0!"}},{"$f":"IF('2.1 Valg - Forbrugstariffer'!$U$31>1,AJ20,0)","v":{"$error":"#DIV/0!"}},null,{"$f":"IF('2.1 Valg - Forbrugstariffer'!$U$44=2,AP20,0)","v":{"$error":"#DIV/0!"}},{"$f":"IF('2.1 Valg - Forbrugstariffer'!$U$44=2,AQ20,0)","v":{"$error":"#DIV/0!"}},{"$f":"IF('2.1 Valg - Forbrugstariffer'!$U$44=2,AR20,0)","v":{"$error":"#DIV/0!"}}]
[null,"2. MÅLERE"]
[null,"2.1 Drift og vedligeholdelse af målere"]
[null,"2.2 Indhentning og validering af måledata"]
[null,"3. OMKOSTNINGER TIL KUNDECENTER"]
[null,"3.1 Omkostninger til kundecenter"]
[null,"4. GENEREL ADMINISTRATION "]
[null,"4.1 Generel administration",null,null,null,null,null,{"$f":"IF('2.1 Valg - Forbrugstariffer'!$U$18=3,P27,0)","v":0},{"$f":"IF('2.1 Valg - Forbrugstariffer'!$U$18=3,Q27,0)","v":0},{"$f":"IF('2.1 Valg - Forbrugstariffer'!$U$18=3,R27,0)","v":0},{"$f":"IF('2.1 Valg - Forbrugstariffer'!$U$18=3,S27,0)","v":0},{"$f":"IF('2.1 Valg - Forbrugstariffer'!$W$19=1,P27,0)","v":0},{"$f":"IF('2.1 Valg - Forbrugstariffer'!$W$19=1,Q27,0)","v":0},{"$f":"IF('2.1 Valg - Forbrugstariffer'!$W$19=1,R27,0)","v":0},{"$f":"IF('2.1 Valg - Forbrugstariffer'!$W$19=1,S27,0)","v":0},{"$f":"IF('2.1 Valg - Forbrugstariffer'!$U$18>1,'4.4 Beregning - Tarifelementer'!W21,0)","v":0},{"$f":"IF('2.1 Valg - Forbrugstariffer'!$U$18>1,'4.4 Beregning - Tarifelementer'!X21,0)","v":0},{"$f":"IF('2.1 Valg - Forbrugstariffer'!$U$18>1,'4.4 Beregning - Tarifelementer'!Y21,0)","v":0},{"$f":"IF('2.1 Valg - Forbrugstariffer'!$U$18>1,'4.4 Beregning - Tarifelementer'!Z21,0)","v":0},{"$f":"IF(OR('2.1 Valg - Forbrugstariffer'!$W$18=1,'2.1 Valg - Forbrugstariffer'!$W$20=1),P27,0)","v":0},{"$f":"IF(OR('2.1 Valg - Forbrugstariffer'!$W$18=1,'2.1 Valg - Forbrugstariffer'!$W$20=1),Q27,0)","v":0},{"$f":"IF(OR('2.1 Valg - Forbrugstariffer'!$W$18=1,'2.1 Valg - Forbrugstariffer'!$W$20=1),R27,0)","v":0},{"$f":"IF(OR('2.1 Valg - Forbrugstariffer'!$W$18=1,'2.1 Valg - Forbrugstariffer'!$W$20=1),S27,0)","v":0},null,{"$f":"IF('2.1 Valg - Forbrugstariffer'!$U$31=3,AG27,0)","v":0},{"$f":"IF('2.1 Valg - Forbrugstariffer'!$U$31=3,AH27,0)","v":0},{"$f":"IF('2.1 Valg - Forbrugstariffer'!$U$31=3,AI27,0)","v":0},{"$f":"IF('2.1 Valg - Forbrugstariffer'!$U$31=3,AJ27,0)","v":0},{"$f":"IF('2.1 Valg - Forbrugstariffer'!$U$37,AG27,0)","v":0},{"$f":"IF('2.1 Valg - Forbrugstariffer'!$U$37,AH27,0)","v":0},{"$f":"IF('2.1 Valg - Forbrugstariffer'!$U$37,AI27,0)","v":0},{"$f":"IF('2.1 Valg - Forbrugstariffer'!$U$37,AJ27,0)","v":0},{"$f":"IF('2.1 Valg - Forbrugstariffer'!$U$31>1,'4.4 Beregning - Tarifelementer'!AA21,0)","v":0},{"$f":"IF('2.1 Valg - Forbrugstariffer'!$U$31>1,'4.4 Beregning - Tarifelementer'!AB21,0)","v":0},{"$f":"IF('2.1 Valg - Forbrugstariffer'!$U$31>1,'4.4 Beregning - Tarifelementer'!AC21,0)","v":0},{"$f":"IF('2.1 Valg - Forbrugstariffer'!$U$31>1,'4.4 Beregning - Tarifelementer'!AD21,0)","v":0},{"$f":"IF(OR('2.1 Valg - Forbrugstariffer'!$U$36=1,'2.1 Valg - Forbrugstariffer'!$U$38=1),AG27,0)","v":0},{"$f":"IF(OR('2.1 Valg - Forbrugstariffer'!$U$36=1,'2.1 Valg - Forbrugstariffer'!$U$38=1),AH27,0)","v":0},{"$f":"IF(OR('2.1 Valg - Forbrugstariffer'!$U$36=1,'2.1 Valg - Forbrugstariffer'!$U$38=1),AI27,0)","v":0},{"$f":"IF(OR('2.1 Valg - Forbrugstariffer'!$U$36=1,'2.1 Valg - Forbrugstariffer'!$U$38=1),AJ27,0)","v":0},null,{"$f":"IF('2.1 Valg - Forbrugstariffer'!$U$44=2,'4.4 Beregning - Tarifelementer'!AE21,0)","v":0},{"$f":"IF('2.1 Valg - Forbrugstariffer'!$U$44=2,'4.4 Beregning - Tarifelementer'!AQ21,0)","v":0},{"$f":"IF('2.1 Valg - Forbrugstariffer'!$U$44=2,'4.4 Beregning - Tarifelementer'!AR21,0)","v":0},null,null,{"$f":"IF('2.1 Valg - Forbrugstariffer'!$U$18=3,H27,0)","v":0},{"$f":"IF('2.1 Valg - Forbrugstariffer'!$U$18=3,I27,0)","v":0},{"$f":"IF('2.1 Valg - Forbrugstariffer'!$U$18=3,J27,0)","v":0},{"$f":"IF('2.1 Valg - Forbrugstariffer'!$U$18=3,K27,0)","v":0},{"$f":"IF('2.1 Valg - Forbrugstariffer'!$U$18>1,P27,0)","v":0},{"$f":"IF('2.1 Valg - Forbrugstariffer'!$U$18>1,Q27,0)","v":0},{"$f":"IF('2.1 Valg - Forbrugstariffer'!$U$18>1,R27,0)","v":0},{"$f":"IF('2.1 Valg - Forbrugstariffer'!$U$18>1,S27,0)","v":0},null,{"$f":"IF('2.1 Valg - Forbrugstariffer'!$U$31=3,Y27,0)","v":0},{"$f":"IF('2.1 Valg - Forbrugstariffer'!$U$31=3,Z27,0)","v":0},{"$f":"IF('2.1 Valg - Forbrugstariffer'!$U$31=3,AA27,0)","v":0},{"$f":"IF('2.1 Valg - Forbrugstariffer'!$U$31=3,AB27,0)","v":0},{"$f":"IF('2.1 Valg - Forbrugstariffer'!$U$31>1,AG27,0)","v":0},{"$f":"IF('2.1 Valg - Forbrugstariffer'!$U$31>1,AH27,0)","v":0},{"$f":"IF('2.1 Valg - Forbrugstariffer'!$U$31>1,AI27,0)","v":0},{"$f":"IF('2.1 Valg - Forbrugstariffer'!$U$31>1,AJ27,0)","v":0},null,{"$f":"IF('2.1 Valg - Forbrugstariffer'!$U$44=2,AP27,0)","v":0},{"$f":"IF('2.1 Valg - Forbrugstariffer'!$U$44=2,AQ27,0)","v":0},{"$f":"IF('2.1 Valg - Forbrugstariffer'!$U$44=2,AR27,0)","v":0},null,{"$f":"IF('2.1 Valg - Forbrugstariffer'!$U$18=3,H27,0)","v":0},{"$f":"IF('2.1 Valg - Forbrugstariffer'!$U$18=3,I27,0)","v":0},{"$f":"IF('2.1 Valg - Forbrugstariffer'!$U$18=3,J27,0)","v":0},{"$f":"IF('2.1 Valg - Forbrugstariffer'!$U$18=3,K27,0)","v":0},{"$f":"IF('2.1 Valg - Forbrugstariffer'!$U$18>1,P27,0)","v":0},{"$f":"IF('2.1 Valg - Forbrugstariffer'!$U$18>1,Q27,0)","v":0},{"$f":"IF('2.1 Valg - Forbrugstariffer'!$U$18>1,R27,0)","v":0},{"$f":"IF('2.1 Valg - Forbrugstariffer'!$U$18>1,S27,0)","v":0},null,{"$f":"IF('2.1 Valg - Forbrugstariffer'!$U$31=3,Y27,0)","v":0},{"$f":"IF('2.1 Valg - Forbrugstariffer'!$U$31=3,Z27,0)","v":0},{"$f":"IF('2.1 Valg - Forbrugstariffer'!$U$31=3,AA27,0)","v":0},{"$f":"IF('2.1 Valg - Forbrugstariffer'!$U$31=3,AB27,0)","v":0},{"$f":"IF('2.1 Valg - Forbrugstariffer'!$U$31>1,AG27,0)","v":0},{"$f":"IF('2.1 Valg - Forbrugstariffer'!$U$31>1,AH27,0)","v":0},{"$f":"IF('2.1 Valg - Forbrugstariffer'!$U$31>1,AI27,0)","v":0},{"$f":"IF('2.1 Valg - Forbrugstariffer'!$U$31>1,AJ27,0)","v":0},null,{"$f":"IF('2.1 Valg - Forbrugstariffer'!$U$44=2,AP27,0)","v":0},{"$f":"IF('2.1 Valg - Forbrugstariffer'!$U$44=2,AQ27,0)","v":0},{"$f":"IF('2.1 Valg - Forbrugstariffer'!$U$44=2,AR27,0)","v":0}]
[null,"5. ENERGISPAREINDSATS"]
[null,"5.1 Faste omkostninger til energispareindsats"]
[null,"5.2 Variable omkostninger til energispareindsats",null,{"$f":"IF('2.1 Valg - Forbrugstariffer'!$W$21=1,P30,0)","v":0},{"$f":"IF('2.1 Valg - Forbrugstariffer'!$W$21=1,Q30,0)","v":0},{"$f":"IF('2.1 Valg - Forbrugstariffer'!$W$21=1,R30,0)","v":0},{"$f":"IF('2.1 Valg - Forbrugstariffer'!$W$21=1,S30,0)","v":0},{"$f":"IF('2.1 Valg - Forbrugstariffer'!$U$18=3,P30,0)","v":0},{"$f":"IF('2.1 Valg - Forbrugstariffer'!$U$18=3,Q30,0)","v":0},{"$f":"IF('2.1 Valg - Forbrugstariffer'!$U$18=3,R30,0)","v":0},{"$f":"IF('2.1 Valg - Forbrugstariffer'!$U$18=3,S30,0)","v":0},null,null,null,null,{"$f":"IF('2.1 Valg - Forbrugstariffer'!$U$18>1,'4.4 Beregning - Tarifelementer'!W24,0)","v":0},{"$f":"IF('2.1 Valg - Forbrugstariffer'!$U$18>1,'4.4 Beregning - Tarifelementer'!X24,0)","v":0},{"$f":"IF('2.1 Valg - Forbrugstariffer'!$U$18>1,'4.4 Beregning - Tarifelementer'!Y24,0)","v":0},{"$f":"IF('2.1 Valg - Forbrugstariffer'!$U$18>1,'4.4 Beregning - Tarifelementer'!Z24,0)","v":0},null,null,null,null,null,{"$f":"IF('2.1 Valg - Forbrugstariffer'!$U$31=3,AG30,0)","v":0},{"$f":"IF('2.1 Valg - Forbrugstariffer'!$U$31=3,AH30,0)","v":0},{"$f":"IF('2.1 Valg - Forbrugstariffer'!$U$31=3,AI30,0)","v":0},{"$f":"IF('2.1 Valg - Forbrugstariffer'!$U$31=3,AJ30,0)","v":0},null,null,null,null,{"$f":"IF('2.1 Valg - Forbrugstariffer'!$U$31>1,'4.4 Beregning - Tarifelementer'!AA24,0)","v":0},{"$f":"IF('2.1 Valg - Forbrugstariffer'!$U$31>1,'4.4 Beregning - Tarifelementer'!AB24,0)","v":0},{"$f":"IF('2.1 Valg - Forbrugstariffer'!$U$31>1,'4.4 Beregning - Tarifelementer'!AC24,0)","v":0},{"$f":"IF('2.1 Valg - Forbrugstariffer'!$U$31>1,'4.4 Beregning - Tarifelementer'!AD24,0)","v":0},null,null,null,null,null,{"$f":"IF('2.1 Valg - Forbrugstariffer'!$U$44=2,'4.4 Beregning - Tarifelementer'!AE24,0)","v":{"$error":"#DIV/0!"}},{"$f":"IF('2.1 Valg - Forbrugstariffer'!$U$44=2,'4.4 Beregning - Tarifelementer'!AQ24,0)","v":{"$error":"#DIV/0!"}},{"$f":"IF('2.1 Valg - Forbrugstariffer'!$U$44=2,'4.4 Beregning - Tarifelementer'!AR24,0)","v":{"$error":"#DIV/0!"}},null,null,null,null,null,null,null,null,null,null,null,null,null,null,null,null,null,null,null,null,null,null,null,null,{"$f":"IF('2.1 Valg - Forbrugstariffer'!$U$18=3,H30,0)","v":0},{"$f":"IF('2.1 Valg - Forbrugstariffer'!$U$18=3,I30,0)","v":0},{"$f":"IF('2.1 Valg - Forbrugstariffer'!$U$18=3,J30,0)","v":0},{"$f":"IF('2.1 Valg - Forbrugstariffer'!$U$18=3,K30,0)","v":0},{"$f":"IF('2.1 Valg - Forbrugstariffer'!$U$18>1,P30,0)","v":0},{"$f":"IF('2.1 Valg - Forbrugstariffer'!$U$18>1,Q30,0)","v":0},{"$f":"IF('2.1 Valg - Forbrugstariffer'!$U$18>1,R30,0)","v":0},{"$f":"IF('2.1 Valg - Forbrugstariffer'!$U$18>1,S30,0)","v":0},null,{"$f":"IF('2.1 Valg - Forbrugstariffer'!$U$31=3,Y30,0)","v":0},{"$f":"IF('2.1 Valg - Forbrugstariffer'!$U$31=3,Z30,0)","v":0},{"$f":"IF('2.1 Valg - Forbrugstariffer'!$U$31=3,AA30,0)","v":0},{"$f":"IF('2.1 Valg - Forbrugstariffer'!$U$31=3,AB30,0)","v":0},{"$f":"IF('2.1 Valg - Forbrugstariffer'!$U$31>1,AG30,0)","v":0},{"$f":"IF('2.1 Valg - Forbrugstariffer'!$U$31>1,AH30,0)","v":0},{"$f":"IF('2.1 Valg - Forbrugstariffer'!$U$31>1,AI30,0)","v":0},{"$f":"IF('2.1 Valg - Forbrugstariffer'!$U$31>1,AJ30,0)","v":0},null,{"$f":"IF('2.1 Valg - Forbrugstariffer'!$U$44=2,AP30,0)","v":{"$error":"#DIV/0!"}},{"$f":"IF('2.1 Valg - Forbrugstariffer'!$U$44=2,AQ30,0)","v":{"$error":"#DIV/0!"}},{"$f":"IF('2.1 Valg - Forbrugstariffer'!$U$44=2,AR30,0)","v":{"$error":"#DIV/0!"}}]
[null,"6. NETTAB"]
[null,"6.1 Omkostninger ved nettab (kun ledningsnet)",null,null,null,null,null,{"$f":"IF('2.1 Valg - Forbrugstariffer'!$U$18=3,P32,0)","v":{"$error":"#DIV/0!"}},{"$f":"IF('2.1 Valg - Forbrugstariffer'!$U$18=3,Q32,0)","v":{"$error":"#DIV/0!"}},{"$f":"IF('2.1 Valg - Forbrugstariffer'!$U$18=3,R32,0)","v":{"$error":"#DIV/0!"}},{"$f":"IF('2.1 Valg - Forbrugstariffer'!$U$18=3,S32,0)","v":{"$error":"#DIV/0!"}},{"$f":"IF('2.1 Valg - Forbrugstariffer'!$W$19=1,P32,0)","v":0},{"$f":"IF('2.1 Valg - Forbrugstariffer'!$W$19=1,Q32,0)","v":0},{"$f":"IF('2.1 Valg - Forbrugstariffer'!$W$19=1,R32,0)","v":0},{"$f":"IF('2.1 Valg - Forbrugstariffer'!$W$19=1,S32,0)","v":0},{"$f":"IF('2.1 Valg - Forbrugstariffer'!$U$18>1,'4.4 Beregning - Tarifelementer'!W26,0)","v":{"$error":"#DIV/0!"}},{"$f":"IF('2.1 Valg - Forbrugstariffer'!$U$18>1,'4.4 Beregning - Tarifelementer'!X26,0)","v":{"$error":"#DIV/0!"}},{"$f":"IF('2.1 Valg - Forbrugstariffer'!$U$18>1,'4.4 Beregning - Tarifelementer'!Y26,0)","v":{"$error":"#DIV/0!"}},{"$f":"IF('2.1 Valg - Forbrugstariffer'!$U$18>1,'4.4 Beregning - Tarifelementer'!Z26,0)","v":{"$error":"#DIV/0!"}},{"$f":"IF(OR('2.1 Valg - Forbrugstariffer'!$W$18=1,'2.1 Valg - Forbrugstariffer'!$W$20=1),P32,0)","v":0},{"$f":"IF(OR('2.1 Valg - Forbrugstariffer'!$W$18=1,'2.1 Valg - Forbrugstariffer'!$W$20=1),Q32,0)","v":0},{"$f":"IF(OR('2.1 Valg - Forbrugstariffer'!$W$18=1,'2.1 Valg - Forbrugstariffer'!$W$20=1),R32,0)","v":0},{"$f":"IF(OR('2.1 Valg - Forbrugstariffer'!$W$18=1,'2.1 Valg - Forbrugstariffer'!$W$20=1),S32,0)","v":0},null,{"$f":"IF('2.1 Valg - Forbrugstariffer'!$U$31=3,AG32,0)","v":{"$error":"#DIV/0!"}},{"$f":"IF('2.1 Valg - Forbrugstariffer'!$U$31=3,AH32,0)","v":{"$error":"#DIV/0!"}},{"$f":"IF('2.1 Valg - Forbrugstariffer'!$U$31=3,AI32,0)","v":{"$error":"#DIV/0!"}},{"$f":"IF('2.1 Valg - Forbrugstariffer'!$U$31=3,AJ32,0)","v":{"$error":"#DIV/0!"}},{"$f":"IF('2.1 Valg - Forbrugstariffer'!$U$37,AG32,0)","v":0},{"$f":"IF('2.1 Valg - Forbrugstariffer'!$U$37,AH32,0)","v":0},{"$f":"IF('2.1 Valg - Forbrugstariffer'!$U$37,AI32,0)","v":0},{"$f":"IF('2.1 Valg - Forbrugstariffer'!$U$37,AJ32,0)","v":0},{"$f":"IF('2.1 Valg - Forbrugstariffer'!$U$31>1,'4.4 Beregning - Tarifelementer'!AA26,0)","v":{"$error":"#DIV/0!"}},{"$f":"IF('2.1 Valg - Forbrugstariffer'!$U$31>1,'4.4 Beregning - Tarifelementer'!AB26,0)","v":{"$error":"#DIV/0!"}},{"$f":"IF('2.1 Valg - Forbrugstariffer'!$U$31>1,'4.4 Beregning - Tarifelementer'!AC26,0)","v":{"$error":"#DIV/0!"}},{"$f":"IF('2.1 Valg - Forbrugstariffer'!$U$31>1,'4.4 Beregning - Tarifelementer'!AD26,0)","v":{"$error":"#DIV/0!"}},{"$f":"IF(OR('2.1 Valg - Forbrugstariffer'!$U$36=1,'2.1 Valg - Forbrugstariffer'!$U$38=1),AG32,0)","v":0},{"$f":"IF(OR('2.1 Valg - Forbrugstariffer'!$U$36=1,'2.1 Valg - Forbrugstariffer'!$U$38=1),AH32,0)","v":0},{"$f":"IF(OR('2.1 Valg - Forbrugstariffer'!$U$36=1,'2.1 Valg - Forbrugstariffer'!$U$38=1),AI32,0)","v":0},{"$f":"IF(OR('2.1 Valg - Forbrugstariffer'!$U$36=1,'2.1 Valg - Forbrugstariffer'!$U$38=1),AJ32,0)","v":0},null,{"$f":"IF('2.1 Valg - Forbrugstariffer'!$U$44=2,'4.4 Beregning - Tarifelementer'!AE26,0)","v":{"$error":"#DIV/0!"}},{"$f":"IF('2.1 Valg - Forbrugstariffer'!$U$44=2,'4.4 Beregning - Tarifelementer'!AQ26,0)","v":{"$error":"#DIV/0!"}},{"$f":"IF('2.1 Valg - Forbrugstariffer'!$U$44=2,'4.4 Beregning - Tarifelementer'!AR26,0)","v":{"$error":"#DIV/0!"}},null,null,null,null,null,null,null,null,null,null,null,null,null,null,null,null,null,null,null,null,null,null,null,null,{"$f":"IF('2.1 Valg - Forbrugstariffer'!$U$18=3,H32,0)","v":{"$error":"#DIV/0!"}},{"$f":"IF('2.1 Valg - Forbrugstariffer'!$U$18=3,I32,0)","v":{"$error":"#DIV/0!"}},{"$f":"IF('2.1 Valg - Forbrugstariffer'!$U$18=3,J32,0)","v":{"$error":"#DIV/0!"}},{"$f":"IF('2.1 Valg - Forbrugstariffer'!$U$18=3,K32,0)","v":{"$error":"#DIV/0!"}},{"$f":"IF('2.1 Valg - Forbrugstariffer'!$U$18>1,P32,0)","v":{"$error":"#DIV/0!"}},{"$f":"IF('2.1 Valg - Forbrugstariffer'!$U$18>1,Q32,0)","v":{"$error":"#DIV/0!"}},{"$f":"IF('2.1 Valg - Forbrugstariffer'!$U$18>1,R32,0)","v":{"$error":"#DIV/0!"}},{"$f":"IF('2.1 Valg - Forbrugstariffer'!$U$18>1,S32,0)","v":{"$error":"#DIV/0!"}},null,{"$f":"IF('2.1 Valg - Forbrugstariffer'!$U$31=3,Y32,0)","v":{"$error":"#DIV/0!"}},{"$f":"IF('2.1 Valg - Forbrugstariffer'!$U$31=3,Z32,0)","v":{"$error":"#DIV/0!"}},{"$f":"IF('2.1 Valg - Forbrugstariffer'!$U$31=3,AA32,0)","v":{"$error":"#DIV/0!"}},{"$f":"IF('2.1 Valg - Forbrugstariffer'!$U$31=3,AB32,0)","v":{"$error":"#DIV/0!"}},{"$f":"IF('2.1 Valg - Forbrugstariffer'!$U$31>1,AG32,0)","v":{"$error":"#DIV/0!"}},{"$f":"IF('2.1 Valg - Forbrugstariffer'!$U$31>1,AH32,0)","v":{"$error":"#DIV/0!"}},{"$f":"IF('2.1 Valg - Forbrugstariffer'!$U$31>1,AI32,0)","v":{"$error":"#DIV/0!"}},{"$f":"IF('2.1 Valg - Forbrugstariffer'!$U$31>1,AJ32,0)","v":{"$error":"#DIV/0!"}},null,{"$f":"IF('2.1 Valg - Forbrugstariffer'!$U$44=2,AP32,0)","v":{"$error":"#DIV/0!"}},{"$f":"IF('2.1 Valg - Forbrugstariffer'!$U$44=2,AQ32,0)","v":{"$error":"#DIV/0!"}},{"$f":"IF('2.1 Valg - Forbrugstariffer'!$U$44=2,AR32,0)","v":{"$error":"#DIV/0!"}}]
[null,"6.2 Omkostninger ved nettab (transformerstationer)",null,null,null,null,null,null,null,null,null,null,null,null,null,{"$f":"IF('2.1 Valg - Forbrugstariffer'!$U$18>1,'4.4 Beregning - Tarifelementer'!W27,0)","v":{"$error":"#DIV/0!"}},{"$f":"IF('2.1 Valg - Forbrugstariffer'!$U$18>1,'4.4 Beregning - Tarifelementer'!X27,0)","v":{"$error":"#DIV/0!"}},{"$f":"IF('2.1 Valg - Forbrugstariffer'!$U$18>1,'4.4 Beregning - Tarifelementer'!Y27,0)","v":{"$error":"#DIV/0!"}},{"$f":"IF('2.1 Valg - Forbrugstariffer'!$U$18>1,'4.4 Beregning - Tarifelementer'!Z27,0)","v":{"$error":"#DIV/0!"}},{"$f":"IF(OR('2.1 Valg - Forbrugstariffer'!$W$18=1,'2.1 Valg - Forbrugstariffer'!$W$20=1),P33,0)","v":0},{"$f":"IF(OR('2.1 Valg - Forbrugstariffer'!$W$18=1,'2.1 Valg - Forbrugstariffer'!$W$20=1),Q33,0)","v":0},{"$f":"IF(OR('2.1 Valg - Forbrugstariffer'!$W$18=1,'2.1 Valg - Forbrugstariffer'!$W$20=1),R33,0)","v":0},{"$f":"IF(OR('2.1 Valg - Forbrugstariffer'!$W$18=1,'2.1 Valg - Forbrugstariffer'!$W$20=1),S33,0)","v":0},null,{"$f":"IF('2.1 Valg - Forbrugstariffer'!$U$31=3,'4.4 Beregning - Tarifelementer'!W27,0)","v":{"$error":"#DIV/0!"}},{"$f":"IF('2.1 Valg - Forbrugstariffer'!$U$31=3,'4.4 Beregning - Tarifelementer'!X27,0)","v":{"$error":"#DIV/0!"}},{"$f":"IF('2.1 Valg - Forbrugstariffer'!$U$31=3,'4.4 Beregning - Tarifelementer'!Y27,0)","v":{"$error":"#DIV/0!"}},{"$f":"IF('2.1 Valg - Forbrugstariffer'!$U$31=3,'4.4 Beregning - Tarifelementer'!Z27,0)","v":{"$error":"#DIV/0!"}},{"$f":"IF('2.1 Valg - Forbrugstariffer'!$U$37,'4.4 Beregning - Tarifelementer'!W27,0)","v":0},{"$f":"IF('2.1 Valg - Forbrugstariffer'!$U$37,'4.4 Beregning - Tarifelementer'!X27,0)","v":0},{"$f":"IF('2.1 Valg - Forbrugstariffer'!$U$37,'4.4 Beregning - Tarifelementer'!Y27,0)","v":0},{"$f":"IF('2.1 Valg - Forbrugstariffer'!$U$37,'4.4 Beregning - Tarifelementer'!Z27,0)","v":0},{"$f":"IF('2.1 Valg - Forbrugstariffer'!$U$31>1,'4.4 Beregning - Tarifelementer'!AA27,0)","v":{"$error":"#DIV/0!"}},{"$f":"IF('2.1 Valg - Forbrugstariffer'!$U$31>1,'4.4 Beregning - Tarifelementer'!AB27,0)","v":{"$error":"#DIV/0!"}},{"$f":"IF('2.1 Valg - Forbrugstariffer'!$U$31>1,'4.4 Beregning - Tarifelementer'!AC27,0)","v":{"$error":"#DIV/0!"}},{"$f":"IF('2.1 Valg - Forbrugstariffer'!$U$31>1,'4.4 Beregning - Tarifelementer'!AD27,0)","v":{"$error":"#DIV/0!"}},{"$f":"IF(OR('2.1 Valg - Forbrugstariffer'!$U$36=1,'2.1 Valg - Forbrugstariffer'!$U$38=1),AG33,0)","v":0},{"$f":"IF(OR('2.1 Valg - Forbrugstariffer'!$U$36=1,'2.1 Valg - Forbrugstariffer'!$U$38=1),AH33,0)","v":0},{"$f":"IF(OR('2.1 Valg - Forbrugstariffer'!$U$36=1,'2.1 Valg - Forbrugstariffer'!$U$38=1),AI33,0)","v":0},{"$f":"IF(OR('2.1 Valg - Forbrugstariffer'!$U$36=1,'2.1 Valg - Forbrugstariffer'!$U$38=1),AJ33,0)","v":0},null,{"$f":"IF('2.1 Valg - Forbrugstariffer'!$U$44=2,'4.4 Beregning - Tarifelementer'!AE27,0)","v":{"$error":"#DIV/0!"}},{"$f":"IF('2.1 Valg - Forbrugstariffer'!$U$44=2,'4.4 Beregning - Tarifelementer'!AQ27,0)","v":{"$error":"#DIV/0!"}},{"$f":"IF('2.1 Valg - Forbrugstariffer'!$U$44=2,'4.4 Beregning - Tarifelementer'!AR27,0)","v":{"$error":"#DIV/0!"}},null,null,null,null,null,null,null,null,null,null,null,null,null,null,null,null,null,null,null,null,null,null,null,null,null,null,null,null,{"$f":"IF('2.1 Valg - Forbrugstariffer'!$U$18>1,P33,0)","v":{"$error":"#DIV/0!"}},{"$f":"IF('2.1 Valg - Forbrugstariffer'!$U$18>1,Q33,0)","v":{"$error":"#DIV/0!"}},{"$f":"IF('2.1 Valg - Forbrugstariffer'!$U$18>1,R33,0)","v":{"$error":"#DIV/0!"}},{"$f":"IF('2.1 Valg - Forbrugstariffer'!$U$18>1,S33,0)","v":{"$error":"#DIV/0!"}},null,{"$f":"IF('2.1 Valg - Forbrugstariffer'!$U$31=3,Y33,0)","v":{"$error":"#DIV/0!"}},{"$f":"IF('2.1 Valg - Forbrugstariffer'!$U$31=3,Z33,0)","v":{"$error":"#DIV/0!"}},{"$f":"IF('2.1 Valg - Forbrugstariffer'!$U$31=3,AA33,0)","v":{"$error":"#DIV/0!"}},{"$f":"IF('2.1 Valg - Forbrugstariffer'!$U$31=3,AB33,0)","v":{"$error":"#DIV/0!"}},{"$f":"IF('2.1 Valg - Forbrugstariffer'!$U$31>1,AG33,0)","v":{"$error":"#DIV/0!"}},{"$f":"IF('2.1 Valg - Forbrugstariffer'!$U$31>1,AH33,0)","v":{"$error":"#DIV/0!"}},{"$f":"IF('2.1 Valg - Forbrugstariffer'!$U$31>1,AI33,0)","v":{"$error":"#DIV/0!"}},{"$f":"IF('2.1 Valg - Forbrugstariffer'!$U$31>1,AJ33,0)","v":{"$error":"#DIV/0!"}},null,{"$f":"IF('2.1 Valg - Forbrugstariffer'!$U$44=2,AP33,0)","v":{"$error":"#DIV/0!"}},{"$f":"IF('2.1 Valg - Forbrugstariffer'!$U$44=2,AQ33,0)","v":{"$error":"#DIV/0!"}},{"$f":"IF('2.1 Valg - Forbrugstariffer'!$U$44=2,AR33,0)","v":{"$error":"#DIV/0!"}}]
[null,"7. ØVRIGE OMKOSTNINGER"]
[null,"7.1 Øvrige omkostninger",null,null,null,null,null,{"$f":"IF('2.1 Valg - Forbrugstariffer'!$U$18=3,P35,0)","v":0},{"$f":"IF('2.1 Valg - Forbrugstariffer'!$U$18=3,Q35,0)","v":0},{"$f":"IF('2.1 Valg - Forbrugstariffer'!$U$18=3,R35,0)","v":0},{"$f":"IF('2.1 Valg - Forbrugstariffer'!$U$18=3,S35,0)","v":0},{"$f":"IF('2.1 Valg - Forbrugstariffer'!$W$19=1,P35,0)","v":0},{"$f":"IF('2.1 Valg - Forbrugstariffer'!$W$19=1,Q35,0)","v":0},{"$f":"IF('2.1 Valg - Forbrugstariffer'!$W$19=1,R35,0)","v":0},{"$f":"IF('2.1 Valg - Forbrugstariffer'!$W$19=1,S35,0)","v":0},{"$f":"IF('2.1 Valg - Forbrugstariffer'!$U$18>1,'4.4 Beregning - Tarifelementer'!W29,0)","v":0},{"$f":"IF('2.1 Valg - Forbrugstariffer'!$U$18>1,'4.4 Beregning - Tarifelementer'!X29,0)","v":0},{"$f":"IF('2.1 Valg - Forbrugstariffer'!$U$18>1,'4.4 Beregning - Tarifelementer'!Y29,0)","v":0},{"$f":"IF('2.1 Valg - Forbrugstariffer'!$U$18>1,'4.4 Beregning - Tarifelementer'!Z29,0)","v":0},{"$f":"IF(OR('2.1 Valg - Forbrugstariffer'!$W$18=1,'2.1 Valg - Forbrugstariffer'!$W$20=1),P35,0)","v":0},{"$f":"IF(OR('2.1 Valg - Forbrugstariffer'!$W$18=1,'2.1 Valg - Forbrugstariffer'!$W$20=1),Q35,0)","v":0},{"$f":"IF(OR('2.1 Valg - Forbrugstariffer'!$W$18=1,'2.1 Valg - Forbrugstariffer'!$W$20=1),R35,0)","v":0},{"$f":"IF(OR('2.1 Valg - Forbrugstariffer'!$W$18=1,'2.1 Valg - Forbrugstariffer'!$W$20=1),S35,0)","v":0},null,{"$f":"IF('2.1 Valg - Forbrugstariffer'!$U$31=3,AG35,0)","v":0},{"$f":"IF('2.1 Valg - Forbrugstariffer'!$U$31=3,AH35,0)","v":0},{"$f":"IF('2.1 Valg - Forbrugstariffer'!$U$31=3,AI35,0)","v":0},{"$f":"IF('2.1 Valg - Forbrugstariffer'!$U$31=3,AJ35,0)","v":0},{"$f":"IF('2.1 Valg - Forbrugstariffer'!$U$37,AG35,0)","v":0},{"$f":"IF('2.1 Valg - Forbrugstariffer'!$U$37,AH35,0)","v":0},{"$f":"IF('2.1 Valg - Forbrugstariffer'!$U$37,AI35,0)","v":0},{"$f":"IF('2.1 Valg - Forbrugstariffer'!$U$37,AJ35,0)","v":0},{"$f":"IF('2.1 Valg - Forbrugstariffer'!$U$31>1,'4.4 Beregning - Tarifelementer'!AA29,0)","v":0},{"$f":"IF('2.1 Valg - Forbrugstariffer'!$U$31>1,'4.4 Beregning - Tarifelementer'!AB29,0)","v":0},{"$f":"IF('2.1 Valg - Forbrugstariffer'!$U$31>1,'4.4 Beregning - Tarifelementer'!AC29,0)","v":0},{"$f":"IF('2.1 Valg - Forbrugstariffer'!$U$31>1,'4.4 Beregning - Tarifelementer'!AD29,0)","v":0},{"$f":"IF(OR('2.1 Valg - Forbrugstariffer'!$U$36=1,'2.1 Valg - Forbrugstariffer'!$U$38=1),AG35,0)","v":0},{"$f":"IF(OR('2.1 Valg - Forbrugstariffer'!$U$36=1,'2.1 Valg - Forbrugstariffer'!$U$38=1),AH35,0)","v":0},{"$f":"IF(OR('2.1 Valg - Forbrugstariffer'!$U$36=1,'2.1 Valg - Forbrugstariffer'!$U$38=1),AI35,0)","v":0},{"$f":"IF(OR('2.1 Valg - Forbrugstariffer'!$U$36=1,'2.1 Valg - Forbrugstariffer'!$U$38=1),AJ35,0)","v":0},null,{"$f":"IF('2.1 Valg - Forbrugstariffer'!$U$44=2,'4.4 Beregning - Tarifelementer'!AE29,0)","v":0},{"$f":"IF('2.1 Valg - Forbrugstariffer'!$U$44=2,'4.4 Beregning - Tarifelementer'!AQ29,0)","v":0},{"$f":"IF('2.1 Valg - Forbrugstariffer'!$U$44=2,'4.4 Beregning - Tarifelementer'!AR29,0)","v":0},null,null,{"$f":"IF('2.1 Valg - Forbrugstariffer'!$U$18=3,H35,0)","v":0},{"$f":"IF('2.1 Valg - Forbrugstariffer'!$U$18=3,I35,0)","v":0},{"$f":"IF('2.1 Valg - Forbrugstariffer'!$U$18=3,J35,0)","v":0},{"$f":"IF('2.1 Valg - Forbrugstariffer'!$U$18=3,K35,0)","v":0},{"$f":"IF('2.1 Valg - Forbrugstariffer'!$U$18>1,P35,0)","v":0},{"$f":"IF('2.1 Valg - Forbrugstariffer'!$U$18>1,Q35,0)","v":0},{"$f":"IF('2.1 Valg - Forbrugstariffer'!$U$18>1,R35,0)","v":0},{"$f":"IF('2.1 Valg - Forbrugstariffer'!$U$18>1,S35,0)","v":0},null,{"$f":"IF('2.1 Valg - Forbrugstariffer'!$U$31=3,Y35,0)","v":0},{"$f":"IF('2.1 Valg - Forbrugstariffer'!$U$31=3,Z35,0)","v":0},{"$f":"IF('2.1 Valg - Forbrugstariffer'!$U$31=3,AA35,0)","v":0},{"$f":"IF('2.1 Valg - Forbrugstariffer'!$U$31=3,AB35,0)","v":0},{"$f":"IF('2.1 Valg - Forbrugstariffer'!$U$31>1,AG35,0)","v":0},{"$f":"IF('2.1 Valg - Forbrugstariffer'!$U$31>1,AH35,0)","v":0},{"$f":"IF('2.1 Valg - Forbrugstariffer'!$U$31>1,AI35,0)","v":0},{"$f":"IF('2.1 Valg - Forbrugstariffer'!$U$31>1,AJ35,0)","v":0},null,{"$f":"IF('2.1 Valg - Forbrugstariffer'!$U$44=2,AP35,0)","v":0},{"$f":"IF('2.1 Valg - Forbrugstariffer'!$U$44=2,AQ35,0)","v":0},{"$f":"IF('2.1 Valg - Forbrugstariffer'!$U$44=2,AR35,0)","v":0},null,{"$f":"IF('2.1 Valg - Forbrugstariffer'!$U$18=3,H35,0)","v":0},{"$f":"IF('2.1 Valg - Forbrugstariffer'!$U$18=3,I35,0)","v":0},{"$f":"IF('2.1 Valg - Forbrugstariffer'!$U$18=3,J35,0)","v":0},{"$f":"IF('2.1 Valg - Forbrugstariffer'!$U$18=3,K35,0)","v":0},{"$f":"IF('2.1 Valg - Forbrugstariffer'!$U$18>1,P35,0)","v":0},{"$f":"IF('2.1 Valg - Forbrugstariffer'!$U$18>1,Q35,0)","v":0},{"$f":"IF('2.1 Valg - Forbrugstariffer'!$U$18>1,R35,0)","v":0},{"$f":"IF('2.1 Valg - Forbrugstariffer'!$U$18>1,S35,0)","v":0},null,{"$f":"IF('2.1 Valg - Forbrugstariffer'!$U$31=3,Y35,0)","v":0},{"$f":"IF('2.1 Valg - Forbrugstariffer'!$U$31=3,Z35,0)","v":0},{"$f":"IF('2.1 Valg - Forbrugstariffer'!$U$31=3,AA35,0)","v":0},{"$f":"IF('2.1 Valg - Forbrugstariffer'!$U$31=3,AB35,0)","v":0},{"$f":"IF('2.1 Valg - Forbrugstariffer'!$U$31>1,AG35,0)","v":0},{"$f":"IF('2.1 Valg - Forbrugstariffer'!$U$31>1,AH35,0)","v":0},{"$f":"IF('2.1 Valg - Forbrugstariffer'!$U$31>1,AI35,0)","v":0},{"$f":"IF('2.1 Valg - Forbrugstariffer'!$U$31>1,AJ35,0)","v":0},null,{"$f":"IF('2.1 Valg - Forbrugstariffer'!$U$44=2,AP35,0)","v":0},{"$f":"IF('2.1 Valg - Forbrugstariffer'!$U$44=2,AQ35,0)","v":0},{"$f":"IF('2.1 Valg - Forbrugstariffer'!$U$44=2,AR35,0)","v":0}]
[null,"8. AFSKRIVNINGER"]
[null,"8.1 Transformerstationer",null,null,null,null,null,null,null,null,null,null,null,null,null,{"$f":"IF('2.1 Valg - Forbrugstariffer'!$U$18>1,'4.4 Beregning - Tarifelementer'!W31,0)","v":{"$error":"#DIV/0!"}},{"$f":"IF('2.1 Valg - Forbrugstariffer'!$U$18>1,'4.4 Beregning - Tarifelementer'!X31,0)","v":{"$error":"#DIV/0!"}},{"$f":"IF('2.1 Valg - Forbrugstariffer'!$U$18>1,'4.4 Beregning - Tarifelementer'!Y31,0)","v":{"$error":"#DIV/0!"}},{"$f":"IF('2.1 Valg - Forbrugstariffer'!$U$18>1,'4.4 Beregning - Tarifelementer'!Z31,0)","v":{"$error":"#DIV/0!"}},{"$f":"IF(OR('2.1 Valg - Forbrugstariffer'!$W$18=1,'2.1 Valg - Forbrugstariffer'!$W$20=1),P37,0)","v":0},{"$f":"IF(OR('2.1 Valg - Forbrugstariffer'!$W$18=1,'2.1 Valg - Forbrugstariffer'!$W$20=1),Q37,0)","v":0},{"$f":"IF(OR('2.1 Valg - Forbrugstariffer'!$W$18=1,'2.1 Valg - Forbrugstariffer'!$W$20=1),R37,0)","v":0},{"$f":"IF(OR('2.1 Valg - Forbrugstariffer'!$W$18=1,'2.1 Valg - Forbrugstariffer'!$W$20=1),S37,0)","v":0},null,{"$f":"IF('2.1 Valg - Forbrugstariffer'!$U$31=3,'4.4 Beregning - Tarifelementer'!W31,0)","v":{"$error":"#DIV/0!"}},{"$f":"IF('2.1 Valg - Forbrugstariffer'!$U$31=3,'4.4 Beregning - Tarifelementer'!X31,0)","v":{"$error":"#DIV/0!"}},{"$f":"IF('2.1 Valg - Forbrugstariffer'!$U$31=3,'4.4 Beregning - Tarifelementer'!Y31,0)","v":{"$error":"#DIV/0!"}},{"$f":"IF('2.1 Valg - Forbrugstariffer'!$U$31=3,'4.4 Beregning - Tarifelementer'!Z31,0)","v":{"$error":"#DIV/0!"}},{"$f":"IF('2.1 Valg - Forbrugstariffer'!$U$37,'4.4 Beregning - Tarifelementer'!W31,0)","v":0},{"$f":"IF('2.1 Valg - Forbrugstariffer'!$U$37,'4.4 Beregning - Tarifelementer'!X31,0)","v":0},{"$f":"IF('2.1 Valg - Forbrugstariffer'!$U$37,'4.4 Beregning - Tarifelementer'!Y31,0)","v":0},{"$f":"IF('2.1 Valg - Forbrugstariffer'!$U$37,'4.4 Beregning - Tarifelementer'!Z31,0)","v":0},{"$f":"IF('2.1 Valg - Forbrugstariffer'!$U$31>1,'4.4 Beregning - Tarifelementer'!AA31,0)","v":{"$error":"#DIV/0!"}},{"$f":"IF('2.1 Valg - Forbrugstariffer'!$U$31>1,'4.4 Beregning - Tarifelementer'!AB31,0)","v":{"$error":"#DIV/0!"}},{"$f":"IF('2.1 Valg - Forbrugstariffer'!$U$31>1,'4.4 Beregning - Tarifelementer'!AC31,0)","v":{"$error":"#DIV/0!"}},{"$f":"IF('2.1 Valg - Forbrugstariffer'!$U$31>1,'4.4 Beregning - Tarifelementer'!AD31,0)","v":{"$error":"#DIV/0!"}},{"$f":"IF(OR('2.1 Valg - Forbrugstariffer'!$U$36=1,'2.1 Valg - Forbrugstariffer'!$U$38=1),AG37,0)","v":0},{"$f":"IF(OR('2.1 Valg - Forbrugstariffer'!$U$36=1,'2.1 Valg - Forbrugstariffer'!$U$38=1),AH37,0)","v":0},{"$f":"IF(OR('2.1 Valg - Forbrugstariffer'!$U$36=1,'2.1 Valg - Forbrugstariffer'!$U$38=1),AI37,0)","v":0},{"$f":"IF(OR('2.1 Valg - Forbrugstariffer'!$U$36=1,'2.1 Valg - Forbrugstariffer'!$U$38=1),AJ37,0)","v":0},null,{"$f":"IF('2.1 Valg - Forbrugstariffer'!$U$44=2,'4.4 Beregning - Tarifelementer'!AE31,0)","v":{"$error":"#DIV/0!"}},{"$f":"IF('2.1 Valg - Forbrugstariffer'!$U$44=2,'4.4 Beregning - Tarifelementer'!AQ31,0)","v":{"$error":"#DIV/0!"}},{"$f":"IF('2.1 Valg - Forbrugstariffer'!$U$44=2,'4.4 Beregning - Tarifelementer'!AR31,0)","v":{"$error":"#DIV/0!"}},null,null,null,null,null,null,{"$f":"IF('2.1 Valg - Forbrugstariffer'!$U$18>1,P37,0)","v":{"$error":"#DIV/0!"}},{"$f":"IF('2.1 Valg - Forbrugstariffer'!$U$18>1,Q37,0)","v":{"$error":"#DIV/0!"}},{"$f":"IF('2.1 Valg - Forbrugstariffer'!$U$18>1,R37,0)","v":{"$error":"#DIV/0!"}},{"$f":"IF('2.1 Valg - Forbrugstariffer'!$U$18>1,S37,0)","v":{"$error":"#DIV/0!"}},null,{"$f":"IF('2.1 Valg - Forbrugstariffer'!$U$31=3,Y37,0)","v":{"$error":"#DIV/0!"}},{"$f":"IF('2.1 Valg - Forbrugstariffer'!$U$31=3,Z37,0)","v":{"$error":"#DIV/0!"}},{"$f":"IF('2.1 Valg - Forbrugstariffer'!$U$31=3,AA37,0)","v":{"$error":"#DIV/0!"}},{"$f":"IF('2.1 Valg - Forbrugstariffer'!$U$31=3,AB37,0)","v":{"$error":"#DIV/0!"}},{"$f":"IF('2.1 Valg - Forbrugstariffer'!$U$31>1,AG37,0)","v":{"$error":"#DIV/0!"}},{"$f":"IF('2.1 Valg - Forbrugstariffer'!$U$31>1,AH37,0)","v":{"$error":"#DIV/0!"}},{"$f":"IF('2.1 Valg - Forbrugstariffer'!$U$31>1,AI37,0)","v":{"$error":"#DIV/0!"}},{"$f":"IF('2.1 Valg - Forbrugstariffer'!$U$31>1,AJ37,0)","v":{"$error":"#DIV/0!"}},null,{"$f":"IF('2.1 Valg - Forbrugstariffer'!$U$44=2,AP37,0)","v":{"$error":"#DIV/0!"}},{"$f":"IF('2.1 Valg - Forbrugstariffer'!$U$44=2,AQ37,0)","v":{"$error":"#DIV/0!"}},{"$f":"IF('2.1 Valg - Forbrugstariffer'!$U$44=2,AR37,0)","v":{"$error":"#DIV/0!"}},null,null,null,null,null,{"$f":"IF('2.1 Valg - Forbrugstariffer'!$U$18>1,P37,0)","v":{"$error":"#DIV/0!"}},{"$f":"IF('2.1 Valg - Forbrugstariffer'!$U$18>1,Q37,0)","v":{"$error":"#DIV/0!"}},{"$f":"IF('2.1 Valg - Forbrugstariffer'!$U$18>1,R37,0)","v":{"$error":"#DIV/0!"}},{"$f":"IF('2.1 Valg - Forbrugstariffer'!$U$18>1,S37,0)","v":{"$error":"#DIV/0!"}},null,{"$f":"IF('2.1 Valg - Forbrugstariffer'!$U$31=3,Y37,0)","v":{"$error":"#DIV/0!"}},{"$f":"IF('2.1 Valg - Forbrugstariffer'!$U$31=3,Z37,0)","v":{"$error":"#DIV/0!"}},{"$f":"IF('2.1 Valg - Forbrugstariffer'!$U$31=3,AA37,0)","v":{"$error":"#DIV/0!"}},{"$f":"IF('2.1 Valg - Forbrugstariffer'!$U$31=3,AB37,0)","v":{"$error":"#DIV/0!"}},{"$f":"IF('2.1 Valg - Forbrugstariffer'!$U$31>1,AG37,0)","v":{"$error":"#DIV/0!"}},{"$f":"IF('2.1 Valg - Forbrugstariffer'!$U$31>1,AH37,0)","v":{"$error":"#DIV/0!"}},{"$f":"IF('2.1 Valg - Forbrugstariffer'!$U$31>1,AI37,0)","v":{"$error":"#DIV/0!"}},{"$f":"IF('2.1 Valg - Forbrugstariffer'!$U$31>1,AJ37,0)","v":{"$error":"#DIV/0!"}},null,{"$f":"IF('2.1 Valg - Forbrugstariffer'!$U$44=2,AP37,0)","v":{"$error":"#DIV/0!"}},{"$f":"IF('2.1 Valg - Forbrugstariffer'!$U$44=2,AQ37,0)","v":{"$error":"#DIV/0!"}},{"$f":"IF('2.1 Valg - Forbrugstariffer'!$U$44=2,AR37,0)","v":{"$error":"#DIV/0!"}}]
[null,"8.2 Netaktiver, ekskl. transformerstationer og målere",null,null,null,null,null,{"$f":"IF('2.1 Valg - Forbrugstariffer'!$U$18=3,P38,0)","v":{"$error":"#DIV/0!"}},{"$f":"IF('2.1 Valg - Forbrugstariffer'!$U$18=3,Q38,0)","v":{"$error":"#DIV/0!"}},{"$f":"IF('2.1 Valg - Forbrugstariffer'!$U$18=3,R38,0)","v":{"$error":"#DIV/0!"}},{"$f":"IF('2.1 Valg - Forbrugstariffer'!$U$18=3,S38,0)","v":{"$error":"#DIV/0!"}},{"$f":"IF('2.1 Valg - Forbrugstariffer'!$W$19=1,P38,0)","v":0},{"$f":"IF('2.1 Valg - Forbrugstariffer'!$W$19=1,Q38,0)","v":0},{"$f":"IF('2.1 Valg - Forbrugstariffer'!$W$19=1,R38,0)","v":0},{"$f":"IF('2.1 Valg - Forbrugstariffer'!$W$19=1,S38,0)","v":0},{"$f":"IF('2.1 Valg - Forbrugstariffer'!$U$18>1,'4.4 Beregning - Tarifelementer'!W32,0)","v":{"$error":"#DIV/0!"}},{"$f":"IF('2.1 Valg - Forbrugstariffer'!$U$18>1,'4.4 Beregning - Tarifelementer'!X32,0)","v":{"$error":"#DIV/0!"}},{"$f":"IF('2.1 Valg - Forbrugstariffer'!$U$18>1,'4.4 Beregning - Tarifelementer'!Y32,0)","v":{"$error":"#DIV/0!"}},{"$f":"IF('2.1 Valg - Forbrugstariffer'!$U$18>1,'4.4 Beregning - Tarifelementer'!Z32,0)","v":{"$error":"#DIV/0!"}},{"$f":"IF(OR('2.1 Valg - Forbrugstariffer'!$W$18=1,'2.1 Valg - Forbrugstariffer'!$W$20=1),P38,0)","v":0},{"$f":"IF(OR('2.1 Valg - Forbrugstariffer'!$W$18=1,'2.1 Valg - Forbrugstariffer'!$W$20=1),Q38,0)","v":0},{"$f":"IF(OR('2.1 Valg - Forbrugstariffer'!$W$18=1,'2.1 Valg - Forbrugstariffer'!$W$20=1),R38,0)","v":0},{"$f":"IF(OR('2.1 Valg - Forbrugstariffer'!$W$18=1,'2.1 Valg - Forbrugstariffer'!$W$20=1),S38,0)","v":0},null,{"$f":"IF('2.1 Valg - Forbrugstariffer'!$U$31=3,AG38,0)","v":{"$error":"#DIV/0!"}},{"$f":"IF('2.1 Valg - Forbrugstariffer'!$U$31=3,AH38,0)","v":{"$error":"#DIV/0!"}},{"$f":"IF('2.1 Valg - Forbrugstariffer'!$U$31=3,AI38,0)","v":{"$error":"#DIV/0!"}},{"$f":"IF('2.1 Valg - Forbrugstariffer'!$U$31=3,AJ38,0)","v":{"$error":"#DIV/0!"}},{"$f":"IF('2.1 Valg - Forbrugstariffer'!$U$37,AG38,0)","v":0},{"$f":"IF('2.1 Valg - Forbrugstariffer'!$U$37,AH38,0)","v":0},{"$f":"IF('2.1 Valg - Forbrugstariffer'!$U$37,AI38,0)","v":0},{"$f":"IF('2.1 Valg - Forbrugstariffer'!$U$37,AJ38,0)","v":0},{"$f":"IF('2.1 Valg - Forbrugstariffer'!$U$31>1,'4.4 Beregning - Tarifelementer'!AA32,0)","v":{"$error":"#DIV/0!"}},{"$f":"IF('2.1 Valg - Forbrugstariffer'!$U$31>1,'4.4 Beregning - Tarifelementer'!AB32,0)","v":{"$error":"#DIV/0!"}},{"$f":"IF('2.1 Valg - Forbrugstariffer'!$U$31>1,'4.4 Beregning - Tarifelementer'!AC32,0)","v":{"$error":"#DIV/0!"}},{"$f":"IF('2.1 Valg - Forbrugstariffer'!$U$31>1,'4.4 Beregning - Tarifelementer'!AD32,0)","v":{"$error":"#DIV/0!"}},{"$f":"IF(OR('2.1 Valg - Forbrugstariffer'!$U$36=1,'2.1 Valg - Forbrugstariffer'!$U$38=1),AG38,0)","v":0},{"$f":"IF(OR('2.1 Valg - Forbrugstariffer'!$U$36=1,'2.1 Valg - Forbrugstariffer'!$U$38=1),AH38,0)","v":0},{"$f":"IF(OR('2.1 Valg - Forbrugstariffer'!$U$36=1,'2.1 Valg - Forbrugstariffer'!$U$38=1),AI38,0)","v":0},{"$f":"IF(OR('2.1 Valg - Forbrugstariffer'!$U$36=1,'2.1 Valg - Forbrugstariffer'!$U$38=1),AJ38,0)","v":0},null,{"$f":"IF('2.1 Valg - Forbrugstariffer'!$U$44=2,'4.4 Beregning - Tarifelementer'!AE32,0)","v":{"$error":"#DIV/0!"}},{"$f":"IF('2.1 Valg - Forbrugstariffer'!$U$44=2,'4.4 Beregning - Tarifelementer'!AQ32,0)","v":{"$error":"#DIV/0!"}},{"$f":"IF('2.1 Valg - Forbrugstariffer'!$U$44=2,'4.4 Beregning - Tarifelementer'!AR32,0)","v":{"$error":"#DIV/0!"}},null,null,{"$f":"IF('2.1 Valg - Forbrugstariffer'!$U$18=3,H38,0)","v":{"$error":"#DIV/0!"}},{"$f":"IF('2.1 Valg - Forbrugstariffer'!$U$18=3,I38,0)","v":{"$error":"#DIV/0!"}},{"$f":"IF('2.1 Valg - Forbrugstariffer'!$U$18=3,J38,0)","v":{"$error":"#DIV/0!"}},{"$f":"IF('2.1 Valg - Forbrugstariffer'!$U$18=3,K38,0)","v":{"$error":"#DIV/0!"}},{"$f":"IF('2.1 Valg - Forbrugstariffer'!$U$18>1,P38,0)","v":{"$error":"#DIV/0!"}},{"$f":"IF('2.1 Valg - Forbrugstariffer'!$U$18>1,Q38,0)","v":{"$error":"#DIV/0!"}},{"$f":"IF('2.1 Valg - Forbrugstariffer'!$U$18>1,R38,0)","v":{"$error":"#DIV/0!"}},{"$f":"IF('2.1 Valg - Forbrugstariffer'!$U$18>1,S38,0)","v":{"$error":"#DIV/0!"}},null,{"$f":"IF('2.1 Valg - Forbrugstariffer'!$U$31=3,Y38,0)","v":{"$error":"#DIV/0!"}},{"$f":"IF('2.1 Valg - Forbrugstariffer'!$U$31=3,Z38,0)","v":{"$error":"#DIV/0!"}},{"$f":"IF('2.1 Valg - Forbrugstariffer'!$U$31=3,AA38,0)","v":{"$error":"#DIV/0!"}},{"$f":"IF('2.1 Valg - Forbrugstariffer'!$U$31=3,AB38,0)","v":{"$error":"#DIV/0!"}},{"$f":"IF('2.1 Valg - Forbrugstariffer'!$U$31>1,AG38,0)","v":{"$error":"#DIV/0!"}},{"$f":"IF('2.1 Valg - Forbrugstariffer'!$U$31>1,AH38,0)","v":{"$error":"#DIV/0!"}},{"$f":"IF('2.1 Valg - Forbrugstariffer'!$U$31>1,AI38,0)","v":{"$error":"#DIV/0!"}},{"$f":"IF('2.1 Valg - Forbrugstariffer'!$U$31>1,AJ38,0)","v":{"$error":"#DIV/0!"}},null,{"$f":"IF('2.1 Valg - Forbrugstariffer'!$U$44=2,AP38,0)","v":{"$error":"#DIV/0!"}},{"$f":"IF('2.1 Valg - Forbrugstariffer'!$U$44=2,AQ38,0)","v":{"$error":"#DIV/0!"}},{"$f":"IF('2.1 Valg - Forbrugstariffer'!$U$44=2,AR38,0)","v":{"$error":"#DIV/0!"}},null,{"$f":"IF('2.1 Valg - Forbrugstariffer'!$U$18=3,H38,0)","v":{"$error":"#DIV/0!"}},{"$f":"IF('2.1 Valg - Forbrugstariffer'!$U$18=3,I38,0)","v":{"$error":"#DIV/0!"}},{"$f":"IF('2.1 Valg - Forbrugstariffer'!$U$18=3,J38,0)","v":{"$error":"#DIV/0!"}},{"$f":"IF('2.1 Valg - Forbrugstariffer'!$U$18=3,K38,0)","v":{"$error":"#DIV/0!"}},{"$f":"IF('2.1 Valg - Forbrugstariffer'!$U$18>1,P38,0)","v":{"$error":"#DIV/0!"}},{"$f":"IF('2.1 Valg - Forbrugstariffer'!$U$18>1,Q38,0)","v":{"$error":"#DIV/0!"}},{"$f":"IF('2.1 Valg - Forbrugstariffer'!$U$18>1,R38,0)","v":{"$error":"#DIV/0!"}},{"$f":"IF('2.1 Valg - Forbrugstariffer'!$U$18>1,S38,0)","v":{"$error":"#DIV/0!"}},null,{"$f":"IF('2.1 Valg - Forbrugstariffer'!$U$31=3,Y38,0)","v":{"$error":"#DIV/0!"}},{"$f":"IF('2.1 Valg - Forbrugstariffer'!$U$31=3,Z38,0)","v":{"$error":"#DIV/0!"}},{"$f":"IF('2.1 Valg - Forbrugstariffer'!$U$31=3,AA38,0)","v":{"$error":"#DIV/0!"}},{"$f":"IF('2.1 Valg - Forbrugstariffer'!$U$31=3,AB38,0)","v":{"$error":"#DIV/0!"}},{"$f":"IF('2.1 Valg - Forbrugstariffer'!$U$31>1,AG38,0)","v":{"$error":"#DIV/0!"}},{"$f":"IF('2.1 Valg - Forbrugstariffer'!$U$31>1,AH38,0)","v":{"$error":"#DIV/0!"}},{"$f":"IF('2.1 Valg - Forbrugstariffer'!$U$31>1,AI38,0)","v":{"$error":"#DIV/0!"}},{"$f":"IF('2.1 Valg - Forbrugstariffer'!$U$31>1,AJ38,0)","v":{"$error":"#DIV/0!"}},null,{"$f":"IF('2.1 Valg - Forbrugstariffer'!$U$44=2,AP38,0)","v":{"$error":"#DIV/0!"}},{"$f":"IF('2.1 Valg - Forbrugstariffer'!$U$44=2,AQ38,0)","v":{"$error":"#DIV/0!"}},{"$f":"IF('2.1 Valg - Forbrugstariffer'!$U$44=2,AR38,0)","v":{"$error":"#DIV/0!"}}]
[null,"8.3 Målere"]
[null,"8.4 Øvrige anlægsaktiver",null,null,null,null,null,{"$f":"IF('2.1 Valg - Forbrugstariffer'!$U$18=3,P40,0)","v":{"$error":"#DIV/0!"}},{"$f":"IF('2.1 Valg - Forbrugstariffer'!$U$18=3,Q40,0)","v":{"$error":"#DIV/0!"}},{"$f":"IF('2.1 Valg - Forbrugstariffer'!$U$18=3,R40,0)","v":{"$error":"#DIV/0!"}},{"$f":"IF('2.1 Valg - Forbrugstariffer'!$U$18=3,S40,0)","v":{"$error":"#DIV/0!"}},{"$f":"IF('2.1 Valg - Forbrugstariffer'!$W$19=1,P40,0)","v":0},{"$f":"IF('2.1 Valg - Forbrugstariffer'!$W$19=1,Q40,0)","v":0},{"$f":"IF('2.1 Valg - Forbrugstariffer'!$W$19=1,R40,0)","v":0},{"$f":"IF('2.1 Valg - Forbrugstariffer'!$W$19=1,S40,0)","v":0},{"$f":"IF('2.1 Valg - Forbrugstariffer'!$U$18>1,'4.4 Beregning - Tarifelementer'!W34,0)","v":{"$error":"#DIV/0!"}},{"$f":"IF('2.1 Valg - Forbrugstariffer'!$U$18>1,'4.4 Beregning - Tarifelementer'!X34,0)","v":{"$error":"#DIV/0!"}},{"$f":"IF('2.1 Valg - Forbrugstariffer'!$U$18>1,'4.4 Beregning - Tarifelementer'!Y34,0)","v":{"$error":"#DIV/0!"}},{"$f":"IF('2.1 Valg - Forbrugstariffer'!$U$18>1,'4.4 Beregning - Tarifelementer'!Z34,0)","v":{"$error":"#DIV/0!"}},{"$f":"IF(OR('2.1 Valg - Forbrugstariffer'!$W$18=1,'2.1 Valg - Forbrugstariffer'!$W$20=1),P40,0)","v":0},{"$f":"IF(OR('2.1 Valg - Forbrugstariffer'!$W$18=1,'2.1 Valg - Forbrugstariffer'!$W$20=1),Q40,0)","v":0},{"$f":"IF(OR('2.1 Valg - Forbrugstariffer'!$W$18=1,'2.1 Valg - Forbrugstariffer'!$W$20=1),R40,0)","v":0},{"$f":"IF(OR('2.1 Valg - Forbrugstariffer'!$W$18=1,'2.1 Valg - Forbrugstariffer'!$W$20=1),S40,0)","v":0},null,{"$f":"IF('2.1 Valg - Forbrugstariffer'!$U$31=3,AG40,0)","v":{"$error":"#DIV/0!"}},{"$f":"IF('2.1 Valg - Forbrugstariffer'!$U$31=3,AH40,0)","v":{"$error":"#DIV/0!"}},{"$f":"IF('2.1 Valg - Forbrugstariffer'!$U$31=3,AI40,0)","v":{"$error":"#DIV/0!"}},{"$f":"IF('2.1 Valg - Forbrugstariffer'!$U$31=3,AJ40,0)","v":{"$error":"#DIV/0!"}},{"$f":"IF('2.1 Valg - Forbrugstariffer'!$U$37,AG40,0)","v":0},{"$f":"IF('2.1 Valg - Forbrugstariffer'!$U$37,AH40,0)","v":0},{"$f":"IF('2.1 Valg - Forbrugstariffer'!$U$37,AI40,0)","v":0},{"$f":"IF('2.1 Valg - Forbrugstariffer'!$U$37,AJ40,0)","v":0},{"$f":"IF('2.1 Valg - Forbrugstariffer'!$U$31>1,'4.4 Beregning - Tarifelementer'!AA34,0)","v":{"$error":"#DIV/0!"}},{"$f":"IF('2.1 Valg - Forbrugstariffer'!$U$31>1,'4.4 Beregning - Tarifelementer'!AB34,0)","v":{"$error":"#DIV/0!"}},{"$f":"IF('2.1 Valg - Forbrugstariffer'!$U$31>1,'4.4 Beregning - Tarifelementer'!AC34,0)","v":{"$error":"#DIV/0!"}},{"$f":"IF('2.1 Valg - Forbrugstariffer'!$U$31>1,'4.4 Beregning - Tarifelementer'!AD34,0)","v":{"$error":"#DIV/0!"}},{"$f":"IF(OR('2.1 Valg - Forbrugstariffer'!$U$36=1,'2.1 Valg - Forbrugstariffer'!$U$38=1),AG40,0)","v":0},{"$f":"IF(OR('2.1 Valg - Forbrugstariffer'!$U$36=1,'2.1 Valg - Forbrugstariffer'!$U$38=1),AH40,0)","v":0},{"$f":"IF(OR('2.1 Valg - Forbrugstariffer'!$U$36=1,'2.1 Valg - Forbrugstariffer'!$U$38=1),AI40,0)","v":0},{"$f":"IF(OR('2.1 Valg - Forbrugstariffer'!$U$36=1,'2.1 Valg - Forbrugstariffer'!$U$38=1),AJ40,0)","v":0},null,{"$f":"IF('2.1 Valg - Forbrugstariffer'!$U$44=2,'4.4 Beregning - Tarifelementer'!AE34,0)","v":{"$error":"#DIV/0!"}},{"$f":"IF('2.1 Valg - Forbrugstariffer'!$U$44=2,'4.4 Beregning - Tarifelementer'!AQ34,0)","v":{"$error":"#DIV/0!"}},{"$f":"IF('2.1 Valg - Forbrugstariffer'!$U$44=2,'4.4 Beregning - Tarifelementer'!AR34,0)","v":{"$error":"#DIV/0!"}},null,null,{"$f":"IF('2.1 Valg - Forbrugstariffer'!$U$18=3,H40,0)","v":{"$error":"#DIV/0!"}},{"$f":"IF('2.1 Valg - Forbrugstariffer'!$U$18=3,I40,0)","v":{"$error":"#DIV/0!"}},{"$f":"IF('2.1 Valg - Forbrugstariffer'!$U$18=3,J40,0)","v":{"$error":"#DIV/0!"}},{"$f":"IF('2.1 Valg - Forbrugstariffer'!$U$18=3,K40,0)","v":{"$error":"#DIV/0!"}},{"$f":"IF('2.1 Valg - Forbrugstariffer'!$U$18>1,P40,0)","v":{"$error":"#DIV/0!"}},{"$f":"IF('2.1 Valg - Forbrugstariffer'!$U$18>1,Q40,0)","v":{"$error":"#DIV/0!"}},{"$f":"IF('2.1 Valg - Forbrugstariffer'!$U$18>1,R40,0)","v":{"$error":"#DIV/0!"}},{"$f":"IF('2.1 Valg - Forbrugstariffer'!$U$18>1,S40,0)","v":{"$error":"#DIV/0!"}},null,{"$f":"IF('2.1 Valg - Forbrugstariffer'!$U$31=3,Y40,0)","v":{"$error":"#DIV/0!"}},{"$f":"IF('2.1 Valg - Forbrugstariffer'!$U$31=3,Z40,0)","v":{"$error":"#DIV/0!"}},{"$f":"IF('2.1 Valg - Forbrugstariffer'!$U$31=3,AA40,0)","v":{"$error":"#DIV/0!"}},{"$f":"IF('2.1 Valg - Forbrugstariffer'!$U$31=3,AB40,0)","v":{"$error":"#DIV/0!"}},{"$f":"IF('2.1 Valg - Forbrugstariffer'!$U$31>1,AG40,0)","v":{"$error":"#DIV/0!"}},{"$f":"IF('2.1 Valg - Forbrugstariffer'!$U$31>1,AH40,0)","v":{"$error":"#DIV/0!"}},{"$f":"IF('2.1 Valg - Forbrugstariffer'!$U$31>1,AI40,0)","v":{"$error":"#DIV/0!"}},{"$f":"IF('2.1 Valg - Forbrugstariffer'!$U$31>1,AJ40,0)","v":{"$error":"#DIV/0!"}},null,{"$f":"IF('2.1 Valg - Forbrugstariffer'!$U$44=2,AP40,0)","v":{"$error":"#DIV/0!"}},{"$f":"IF('2.1 Valg - Forbrugstariffer'!$U$44=2,AQ40,0)","v":{"$error":"#DIV/0!"}},{"$f":"IF('2.1 Valg - Forbrugstariffer'!$U$44=2,AR40,0)","v":{"$error":"#DIV/0!"}},null,{"$f":"IF('2.1 Valg - Forbrugstariffer'!$U$18=3,H40,0)","v":{"$error":"#DIV/0!"}},{"$f":"IF('2.1 Valg - Forbrugstariffer'!$U$18=3,I40,0)","v":{"$error":"#DIV/0!"}},{"$f":"IF('2.1 Valg - Forbrugstariffer'!$U$18=3,J40,0)","v":{"$error":"#DIV/0!"}},{"$f":"IF('2.1 Valg - Forbrugstariffer'!$U$18=3,K40,0)","v":{"$error":"#DIV/0!"}},{"$f":"IF('2.1 Valg - Forbrugstariffer'!$U$18>1,P40,0)","v":{"$error":"#DIV/0!"}},{"$f":"IF('2.1 Valg - Forbrugstariffer'!$U$18>1,Q40,0)","v":{"$error":"#DIV/0!"}},{"$f":"IF('2.1 Valg - Forbrugstariffer'!$U$18>1,R40,0)","v":{"$error":"#DIV/0!"}},{"$f":"IF('2.1 Valg - Forbrugstariffer'!$U$18>1,S40,0)","v":{"$error":"#DIV/0!"}},null,{"$f":"IF('2.1 Valg - Forbrugstariffer'!$U$31=3,Y40,0)","v":{"$error":"#DIV/0!"}},{"$f":"IF('2.1 Valg - Forbrugstariffer'!$U$31=3,Z40,0)","v":{"$error":"#DIV/0!"}},{"$f":"IF('2.1 Valg - Forbrugstariffer'!$U$31=3,AA40,0)","v":{"$error":"#DIV/0!"}},{"$f":"IF('2.1 Valg - Forbrugstariffer'!$U$31=3,AB40,0)","v":{"$error":"#DIV/0!"}},{"$f":"IF('2.1 Valg - Forbrugstariffer'!$U$31>1,AG40,0)","v":{"$error":"#DIV/0!"}},{"$f":"IF('2.1 Valg - Forbrugstariffer'!$U$31>1,AH40,0)","v":{"$error":"#DIV/0!"}},{"$f":"IF('2.1 Valg - Forbrugstariffer'!$U$31>1,AI40,0)","v":{"$error":"#DIV/0!"}},{"$f":"IF('2.1 Valg - Forbrugstariffer'!$U$31>1,AJ40,0)","v":{"$error":"#DIV/0!"}},null,{"$f":"IF('2.1 Valg - Forbrugstariffer'!$U$44=2,AP40,0)","v":{"$error":"#DIV/0!"}},{"$f":"IF('2.1 Valg - Forbrugstariffer'!$U$44=2,AQ40,0)","v":{"$error":"#DIV/0!"}},{"$f":"IF('2.1 Valg - Forbrugstariffer'!$U$44=2,AR40,0)","v":{"$error":"#DIV/0!"}}]
[null,"Omkostninger, total",null,{"$f":"SUM(D18:D40)","v":0},0,0,0,{"$error":"#DIV/0!"},{"$error":"#DIV/0!"},{"$error":"#DIV/0!"},{"$error":"#DIV/0!"},0,0,0,0,{"$f":"SUM(P18:P40)","v":{"$error":"#DIV/0!"}},{"$f":"SUM(Q18:Q40)","v":{"$error":"#DIV/0!"}},{"$error":"#DIV/0!"},{"$error":"#DIV/0!"},0,0,0,0,null,{"$f":"SUM(Y18:Y40)","v":{"$error":"#DIV/0!"}},{"$f":"SUM(Z18:Z40)","v":{"$error":"#DIV/0!"}},{"$error":"#DIV/0!"},{"$error":"#DIV/0!"},0,0,0,0,{"$error":"#DIV/0!"},{"$error":"#DIV/0!"},{"$error":"#DIV/0!"},{"$error":"#DIV/0!"},0,0,0,0,null,{"$f":"SUM(AP18:AP40)","v":{"$error":"#DIV/0!"}},{"$f":"SUM(AQ18:AQ40)","v":{"$error":"#DIV/0!"}},{"$f":"SUM(AR18:AR40)","v":{"$error":"#DIV/0!"}},null,null,{"$f":"SUM(AU18:AU40)","v":{"$error":"#DIV/0!"}},{"$f":"SUM(AV18:AV40)","v":{"$error":"#DIV/0!"}},{"$f":"SUM(AW18:AW40)","v":{"$error":"#DIV/0!"}},{"$f":"SUM(AX18:AX40)","v":{"$error":"#DIV/0!"}},{"$f":"SUM(AY18:AY40)","v":{"$error":"#DIV/0!"}},{"$f":"SUM(AZ18:AZ40)","v":{"$error":"#DIV/0!"}},{"$f":"SUM(BA18:BA40)","v":{"$error":"#DIV/0!"}},{"$f":"SUM(BB18:BB40)","v":{"$error":"#DIV/0!"}},null,{"$f":"SUM(BD18:BD40)","v":{"$error":"#DIV/0!"}},{"$f":"SUM(BE18:BE40)","v":{"$error":"#DIV/0!"}},{"$f":"SUM(BF18:BF40)","v":{"$error":"#DIV/0!"}},{"$f":"SUM(BG18:BG40)","v":{"$error":"#DIV/0!"}},{"$f":"SUM(BH18:BH40)","v":{"$error":"#DIV/0!"}},{"$f":"SUM(BI18:BI40)","v":{"$error":"#DIV/0!"}},{"$f":"SUM(BJ18:BJ40)","v":{"$error":"#DIV/0!"}},{"$f":"SUM(BK18:BK40)","v":{"$error":"#DIV/0!"}},null,{"$f":"SUM(BM18:BM40)","v":{"$error":"#DIV/0!"}},{"$f":"SUM(BN18:BN40)","v":{"$error":"#DIV/0!"}},{"$f":"SUM(BO18:BO40)","v":{"$error":"#DIV/0!"}},null,{"$f":"SUM(BQ18:BQ40)","v":{"$error":"#DIV/0!"}},{"$f":"SUM(BR18:BR40)","v":{"$error":"#DIV/0!"}},{"$f":"SUM(BS18:BS40)","v":{"$error":"#DIV/0!"}},{"$f":"SUM(BT18:BT40)","v":{"$error":"#DIV/0!"}},{"$f":"SUM(BU18:BU40)","v":{"$error":"#DIV/0!"}},{"$f":"SUM(BV18:BV40)","v":{"$error":"#DIV/0!"}},{"$f":"SUM(BW18:BW40)","v":{"$error":"#DIV/0!"}},{"$f":"SUM(BX18:BX40)","v":{"$error":"#DIV/0!"}},null,{"$f":"SUM(BZ18:BZ40)","v":{"$error":"#DIV/0!"}},{"$f":"SUM(CA18:CA40)","v":{"$error":"#DIV/0!"}},{"$f":"SUM(CB18:CB40)","v":{"$error":"#DIV/0!"}},{"$f":"SUM(CC18:CC40)","v":{"$error":"#DIV/0!"}},{"$f":"SUM(CD18:CD40)","v":{"$error":"#DIV/0!"}},{"$f":"SUM(CE18:CE40)","v":{"$error":"#DIV/0!"}},{"$f":"SUM(CF18:CF40)","v":{"$error":"#DIV/0!"}},{"$f":"SUM(CG18:CG40)","v":{"$error":"#DIV/0!"}},null,{"$f":"SUM(CI18:CI40)","v":{"$error":"#DIV/0!"}},{"$f":"SUM(CJ18:CJ40)","v":{"$error":"#DIV/0!"}},{"$f":"SUM(CK18:CK40)","v":{"$error":"#DIV/0!"}}]
[null,"Forrentning af kapital",null,null,null,null,null,{"$f":"IF('2.1 Valg - Forbrugstariffer'!$U$18=3,P42,0)","v":{"$error":"#DIV/0!"}},{"$f":"IF('2.1 Valg - Forbrugstariffer'!$U$18=3,Q42,0)","v":{"$error":"#DIV/0!"}},{"$f":"IF('2.1 Valg - Forbrugstariffer'!$U$18=3,R42,0)","v":{"$error":"#DIV/0!"}},{"$f":"IF('2.1 Valg - Forbrugstariffer'!$U$18=3,S42,0)","v":{"$error":"#DIV/0!"}},{"$f":"IF('2.1 Valg - Forbrugstariffer'!$W$19=1,P42,0)","v":0},{"$f":"IF('2.1 Valg - Forbrugstariffer'!$W$19=1,Q42,0)","v":0},{"$f":"IF('2.1 Valg - Forbrugstariffer'!$W$19=1,R42,0)","v":0},{"$f":"IF('2.1 Valg - Forbrugstariffer'!$W$19=1,S42,0)","v":0},{"$f":"IF('2.1 Valg - Forbrugstariffer'!$U$18>1,'4.4 Beregning - Tarifelementer'!W36,0)","v":{"$error":"#DIV/0!"}},{"$f":"IF('2.1 Valg - Forbrugstariffer'!$U$18>1,'4.4 Beregning - Tarifelementer'!X36,0)","v":{"$error":"#DIV/0!"}},{"$f":"IF('2.1 Valg - Forbrugstariffer'!$U$18>1,'4.4 Beregning - Tarifelementer'!Y36,0)","v":{"$error":"#DIV/0!"}},{"$f":"IF('2.1 Valg - Forbrugstariffer'!$U$18>1,'4.4 Beregning - Tarifelementer'!Z36,0)","v":{"$error":"#DIV/0!"}},{"$f":"IF(OR('2.1 Valg - Forbrugstariffer'!$W$18=1,'2.1 Valg - Forbrugstariffer'!$W$20=1),P42,0)","v":0},{"$f":"IF(OR('2.1 Valg - Forbrugstariffer'!$W$18=1,'2.1 Valg - Forbrugstariffer'!$W$20=1),Q42,0)","v":0},{"$f":"IF(OR('2.1 Valg - Forbrugstariffer'!$W$18=1,'2.1 Valg - Forbrugstariffer'!$W$20=1),R42,0)","v":0},{"$f":"IF(OR('2.1 Valg - Forbrugstariffer'!$W$18=1,'2.1 Valg - Forbrugstariffer'!$W$20=1),S42,0)","v":0},null,{"$f":"IF('2.1 Valg - Forbrugstariffer'!$U$31=3,AG42,0)","v":{"$error":"#DIV/0!"}},{"$f":"IF('2.1 Valg - Forbrugstariffer'!$U$31=3,AH42,0)","v":{"$error":"#DIV/0!"}},{"$f":"IF('2.1 Valg - Forbrugstariffer'!$U$31=3,AI42,0)","v":{"$error":"#DIV/0!"}},{"$f":"IF('2.1 Valg - Forbrugstariffer'!$U$31=3,AJ42,0)","v":{"$error":"#DIV/0!"}},{"$f":"IF('2.1 Valg - Forbrugstariffer'!$U$37,AG42,0)","v":0},{"$f":"IF('2.1 Valg - Forbrugstariffer'!$U$37,AH42,0)","v":0},{"$f":"IF('2.1 Valg - Forbrugstariffer'!$U$37,AI42,0)","v":0},{"$f":"IF('2.1 Valg - Forbrugstariffer'!$U$37,AJ42,0)","v":0},{"$f":"IF('2.1 Valg - Forbrugstariffer'!$U$31>1,'4.4 Beregning - Tarifelementer'!AA36,0)","v":{"$error":"#DIV/0!"}},{"$f":"IF('2.1 Valg - Forbrugstariffer'!$U$31>1,'4.4 Beregning - Tarifelementer'!AB36,0)","v":{"$error":"#DIV/0!"}},{"$f":"IF('2.1 Valg - Forbrugstariffer'!$U$31>1,'4.4 Beregning - Tarifelementer'!AC36,0)","v":{"$error":"#DIV/0!"}},{"$f":"IF('2.1 Valg - Forbrugstariffer'!$U$31>1,'4.4 Beregning - Tarifelementer'!AD36,0)","v":{"$error":"#DIV/0!"}},{"$f":"IF(OR('2.1 Valg - Forbrugstariffer'!$U$36=1,'2.1 Valg - Forbrugstariffer'!$U$38=1),AG42,0)","v":0},{"$f":"IF(OR('2.1 Valg - Forbrugstariffer'!$U$36=1,'2.1 Valg - Forbrugstariffer'!$U$38=1),AH42,0)","v":0},{"$f":"IF(OR('2.1 Valg - Forbrugstariffer'!$U$36=1,'2.1 Valg - Forbrugstariffer'!$U$38=1),AI42,0)","v":0},{"$f":"IF(OR('2.1 Valg - Forbrugstariffer'!$U$36=1,'2.1 Valg - Forbrugstariffer'!$U$38=1),AJ42,0)","v":0},null,{"$f":"IF('2.1 Valg - Forbrugstariffer'!$U$44=2,'4.4 Beregning - Tarifelementer'!AE36,0)","v":{"$error":"#DIV/0!"}},{"$f":"IF('2.1 Valg - Forbrugstariffer'!$U$44=2,'4.4 Beregning - Tarifelementer'!AQ36,0)","v":{"$error":"#DIV/0!"}},{"$f":"IF('2.1 Valg - Forbrugstariffer'!$U$44=2,'4.4 Beregning - Tarifelementer'!AR36,0)","v":{"$error":"#DIV/0!"}},null,null,{"$f":"IF('2.1 Valg - Forbrugstariffer'!$U$18=3,H42,0)","v":{"$error":"#DIV/0!"}},{"$f":"IF('2.1 Valg - Forbrugstariffer'!$U$18=3,I42,0)","v":{"$error":"#DIV/0!"}},{"$f":"IF('2.1 Valg - Forbrugstariffer'!$U$18=3,J42,0)","v":{"$error":"#DIV/0!"}},{"$f":"IF('2.1 Valg - Forbrugstariffer'!$U$18=3,K42,0)","v":{"$error":"#DIV/0!"}},{"$f":"IF('2.1 Valg - Forbrugstariffer'!$U$18>1,P42,0)","v":{"$error":"#DIV/0!"}},{"$f":"IF('2.1 Valg - Forbrugstariffer'!$U$18>1,Q42,0)","v":{"$error":"#DIV/0!"}},{"$f":"IF('2.1 Valg - Forbrugstariffer'!$U$18>1,R42,0)","v":{"$error":"#DIV/0!"}},{"$f":"IF('2.1 Valg - Forbrugstariffer'!$U$18>1,S42,0)","v":{"$error":"#DIV/0!"}},null,{"$f":"IF('2.1 Valg - Forbrugstariffer'!$U$31=3,Y42,0)","v":{"$error":"#DIV/0!"}},{"$f":"IF('2.1 Valg - Forbrugstariffer'!$U$31=3,Z42,0)","v":{"$error":"#DIV/0!"}},{"$f":"IF('2.1 Valg - Forbrugstariffer'!$U$31=3,AA42,0)","v":{"$error":"#DIV/0!"}},{"$f":"IF('2.1 Valg - Forbrugstariffer'!$U$31=3,AB42,0)","v":{"$error":"#DIV/0!"}},{"$f":"IF('2.1 Valg - Forbrugstariffer'!$U$31>1,AG42,0)","v":{"$error":"#DIV/0!"}},{"$f":"IF('2.1 Valg - Forbrugstariffer'!$U$31>1,AH42,0)","v":{"$error":"#DIV/0!"}},{"$f":"IF('2.1 Valg - Forbrugstariffer'!$U$31>1,AI42,0)","v":{"$error":"#DIV/0!"}},{"$f":"IF('2.1 Valg - Forbrugstariffer'!$U$31>1,AJ42,0)","v":{"$error":"#DIV/0!"}},null,{"$f":"IF('2.1 Valg - Forbrugstariffer'!$U$44=2,AP42,0)","v":{"$error":"#DIV/0!"}},{"$f":"IF('2.1 Valg - Forbrugstariffer'!$U$44=2,AQ42,0)","v":{"$error":"#DIV/0!"}},{"$f":"IF('2.1 Valg - Forbrugstariffer'!$U$44=2,AR42,0)","v":{"$error":"#DIV/0!"}},null,{"$f":"IF('2.1 Valg - Forbrugstariffer'!$U$18=3,H42,0)","v":{"$error":"#DIV/0!"}},{"$f":"IF('2.1 Valg - Forbrugstariffer'!$U$18=3,I42,0)","v":{"$error":"#DIV/0!"}},{"$f":"IF('2.1 Valg - Forbrugstariffer'!$U$18=3,J42,0)","v":{"$error":"#DIV/0!"}},{"$f":"IF('2.1 Valg - Forbrugstariffer'!$U$18=3,K42,0)","v":{"$error":"#DIV/0!"}},{"$f":"IF('2.1 Valg - Forbrugstariffer'!$U$18>1,P42,0)","v":{"$error":"#DIV/0!"}},{"$f":"IF('2.1 Valg - Forbrugstariffer'!$U$18>1,Q42,0)","v":{"$error":"#DIV/0!"}},{"$f":"IF('2.1 Valg - Forbrugstariffer'!$U$18>1,R42,0)","v":{"$error":"#DIV/0!"}},{"$f":"IF('2.1 Valg - Forbrugstariffer'!$U$18>1,S42,0)","v":{"$error":"#DIV/0!"}},null,{"$f":"IF('2.1 Valg - Forbrugstariffer'!$U$31=3,Y42,0)","v":{"$error":"#DIV/0!"}},{"$f":"IF('2.1 Valg - Forbrugstariffer'!$U$31=3,Z42,0)","v":{"$error":"#DIV/0!"}},{"$f":"IF('2.1 Valg - Forbrugstariffer'!$U$31=3,AA42,0)","v":{"$error":"#DIV/0!"}},{"$f":"IF('2.1 Valg - Forbrugstariffer'!$U$31=3,AB42,0)","v":{"$error":"#DIV/0!"}},{"$f":"IF('2.1 Valg - Forbrugstariffer'!$U$31>1,AG42,0)","v":{"$error":"#DIV/0!"}},{"$f":"IF('2.1 Valg - Forbrugstariffer'!$U$31>1,AH42,0)","v":{"$error":"#DIV/0!"}},{"$f":"IF('2.1 Valg - Forbrugstariffer'!$U$31>1,AI42,0)","v":{"$error":"#DIV/0!"}},{"$f":"IF('2.1 Valg - Forbrugstariffer'!$U$31>1,AJ42,0)","v":{"$error":"#DIV/0!"}},null,{"$f":"IF('2.1 Valg - Forbrugstariffer'!$U$44=2,AP42,0)","v":{"$error":"#DIV/0!"}},{"$f":"IF('2.1 Valg - Forbrugstariffer'!$U$44=2,AQ42,0)","v":{"$error":"#DIV/0!"}},{"$f":"IF('2.1 Valg - Forbrugstariffer'!$U$44=2,AR42,0)","v":{"$error":"#DIV/0!"}}]
[null,"Tillæg for fremtidige inv./fradrag for sparede reinv.",null,null,null,null,null,{"$f":"IF('2.1 Valg - Forbrugstariffer'!$U$18=3,P43,0)","v":{"$error":"#DIV/0!"}},{"$f":"IF('2.1 Valg - Forbrugstariffer'!$U$18=3,Q43,0)","v":{"$error":"#DIV/0!"}},{"$f":"IF('2.1 Valg - Forbrugstariffer'!$U$18=3,R43,0)","v":0},{"$f":"IF('2.1 Valg - Forbrugstariffer'!$U$18=3,S43,0)","v":{"$error":"#DIV/0!"}},{"$f":"IF('2.1 Valg - Forbrugstariffer'!$W$19=1,P43,0)","v":0},{"$f":"IF('2.1 Valg - Forbrugstariffer'!$W$19=1,Q43,0)","v":0},{"$f":"IF('2.1 Valg - Forbrugstariffer'!$W$19=1,R43,0)","v":0},{"$f":"IF('2.1 Valg - Forbrugstariffer'!$W$19=1,S43,0)","v":0},{"$f":"IF('2.1 Valg - Forbrugstariffer'!$U$18>1,'4.4 Beregning - Tarifelementer'!W37,0)","v":{"$error":"#DIV/0!"}},{"$f":"IF('2.1 Valg - Forbrugstariffer'!$U$18>1,'4.4 Beregning - Tarifelementer'!X37,0)","v":{"$error":"#DIV/0!"}},{"$f":"IF('2.1 Valg - Forbrugstariffer'!$U$18>1,'4.4 Beregning - Tarifelementer'!Y37,0)","v":0},{"$f":"IF('2.1 Valg - Forbrugstariffer'!$U$18>1,'4.4 Beregning - Tarifelementer'!Z37,0)","v":{"$error":"#DIV/0!"}},{"$f":"IF(OR('2.1 Valg - Forbrugstariffer'!$W$18=1,'2.1 Valg - Forbrugstariffer'!$W$20=1),P43,0)","v":0},{"$f":"IF(OR('2.1 Valg - Forbrugstariffer'!$W$18=1,'2.1 Valg - Forbrugstariffer'!$W$20=1),Q43,0)","v":0},{"$f":"IF(OR('2.1 Valg - Forbrugstariffer'!$W$18=1,'2.1 Valg - Forbrugstariffer'!$W$20=1),R43,0)","v":0},{"$f":"IF(OR('2.1 Valg - Forbrugstariffer'!$W$18=1,'2.1 Valg - Forbrugstariffer'!$W$20=1),S43,0)","v":0},null,{"$f":"IF('2.1 Valg - Forbrugstariffer'!$U$31=3,AG43,0)","v":{"$error":"#DIV/0!"}},{"$f":"IF('2.1 Valg - Forbrugstariffer'!$U$31=3,AH43,0)","v":{"$error":"#DIV/0!"}},{"$f":"IF('2.1 Valg - Forbrugstariffer'!$U$31=3,AI43,0)","v":0},{"$f":"IF('2.1 Valg - Forbrugstariffer'!$U$31=3,AJ43,0)","v":{"$error":"#DIV/0!"}},{"$f":"IF('2.1 Valg - Forbrugstariffer'!$U$37,AG43,0)","v":0},{"$f":"IF('2.1 Valg - Forbrugstariffer'!$U$37,AH43,0)","v":0},{"$f":"IF('2.1 Valg - Forbrugstariffer'!$U$37,AI43,0)","v":0},{"$f":"IF('2.1 Valg - Forbrugstariffer'!$U$37,AJ43,0)","v":0},{"$f":"IF('2.1 Valg - Forbrugstariffer'!$U$31>1,'4.4 Beregning - Tarifelementer'!AA37,0)","v":{"$error":"#DIV/0!"}},{"$f":"IF('2.1 Valg - Forbrugstariffer'!$U$31>1,'4.4 Beregning - Tarifelementer'!AB37,0)","v":{"$error":"#DIV/0!"}},{"$f":"IF('2.1 Valg - Forbrugstariffer'!$U$31>1,'4.4 Beregning - Tarifelementer'!AC37,0)","v":0},{"$f":"IF('2.1 Valg - Forbrugstariffer'!$U$31>1,'4.4 Beregning - Tarifelementer'!AD37,0)","v":{"$error":"#DIV/0!"}},{"$f":"IF(OR('2.1 Valg - Forbrugstariffer'!$U$36=1,'2.1 Valg - Forbrugstariffer'!$U$38=1),AG43,0)","v":0},{"$f":"IF(OR('2.1 Valg - Forbrugstariffer'!$U$36=1,'2.1 Valg - Forbrugstariffer'!$U$38=1),AH43,0)","v":0},{"$f":"IF(OR('2.1 Valg - Forbrugstariffer'!$U$36=1,'2.1 Valg - Forbrugstariffer'!$U$38=1),AI43,0)","v":0},{"$f":"IF(OR('2.1 Valg - Forbrugstariffer'!$U$36=1,'2.1 Valg - Forbrugstariffer'!$U$38=1),AJ43,0)","v":0},null,{"$f":"IF('2.1 Valg - Forbrugstariffer'!$U$44=2,'4.4 Beregning - Tarifelementer'!AE37,0)","v":{"$error":"#DIV/0!"}},{"$f":"IF('2.1 Valg - Forbrugstariffer'!$U$44=2,'4.4 Beregning - Tarifelementer'!AQ37,0)","v":{"$error":"#DIV/0!"}},{"$f":"IF('2.1 Valg - Forbrugstariffer'!$U$44=2,'4.4 Beregning - Tarifelementer'!AR37,0)","v":{"$error":"#DIV/0!"}},null,null,{"$f":"IF('2.1 Valg - Forbrugstariffer'!$U$18=3,H43,0)","v":{"$error":"#DIV/0!"}},{"$f":"IF('2.1 Valg - Forbrugstariffer'!$U$18=3,I43,0)","v":{"$error":"#DIV/0!"}},{"$f":"IF('2.1 Valg - Forbrugstariffer'!$U$18=3,J43,0)","v":0},{"$f":"IF('2.1 Valg - Forbrugstariffer'!$U$18=3,K43,0)","v":{"$error":"#DIV/0!"}},{"$f":"IF('2.1 Valg - Forbrugstariffer'!$U$18>1,P43,0)","v":{"$error":"#DIV/0!"}},{"$f":"IF('2.1 Valg - Forbrugstariffer'!$U$18>1,Q43,0)","v":{"$error":"#DIV/0!"}},{"$f":"IF('2.1 Valg - Forbrugstariffer'!$U$18>1,R43,0)","v":0},{"$f":"IF('2.1 Valg - Forbrugstariffer'!$U$18>1,S43,0)","v":{"$error":"#DIV/0!"}},null,{"$f":"IF('2.1 Valg - Forbrugstariffer'!$U$31=3,Y43,0)","v":{"$error":"#DIV/0!"}},{"$f":"IF('2.1 Valg - Forbrugstariffer'!$U$31=3,Z43,0)","v":{"$error":"#DIV/0!"}},{"$f":"IF('2.1 Valg - Forbrugstariffer'!$U$31=3,AA43,0)","v":0},{"$f":"IF('2.1 Valg - Forbrugstariffer'!$U$31=3,AB43,0)","v":{"$error":"#DIV/0!"}},{"$f":"IF('2.1 Valg - Forbrugstariffer'!$U$31>1,AG43,0)","v":{"$error":"#DIV/0!"}},{"$f":"IF('2.1 Valg - Forbrugstariffer'!$U$31>1,AH43,0)","v":{"$error":"#DIV/0!"}},{"$f":"IF('2.1 Valg - Forbrugstariffer'!$U$31>1,AI43,0)","v":0},{"$f":"IF('2.1 Valg - Forbrugstariffer'!$U$31>1,AJ43,0)","v":{"$error":"#DIV/0!"}},null,{"$f":"IF('2.1 Valg - Forbrugstariffer'!$U$44=2,AP43,0)","v":{"$error":"#DIV/0!"}},{"$f":"IF('2.1 Valg - Forbrugstariffer'!$U$44=2,AQ43,0)","v":{"$error":"#DIV/0!"}},{"$f":"IF('2.1 Valg - Forbrugstariffer'!$U$44=2,AR43,0)","v":{"$error":"#DIV/0!"}},null,{"$f":"IF('2.1 Valg - Forbrugstariffer'!$U$18=3,H43,0)","v":{"$error":"#DIV/0!"}},{"$f":"IF('2.1 Valg - Forbrugstariffer'!$U$18=3,I43,0)","v":{"$error":"#DIV/0!"}},{"$f":"IF('2.1 Valg - Forbrugstariffer'!$U$18=3,J43,0)","v":0},{"$f":"IF('2.1 Valg - Forbrugstariffer'!$U$18=3,K43,0)","v":{"$error":"#DIV/0!"}},{"$f":"IF('2.1 Valg - Forbrugstariffer'!$U$18>1,P43,0)","v":{"$error":"#DIV/0!"}},{"$f":"IF('2.1 Valg - Forbrugstariffer'!$U$18>1,Q43,0)","v":{"$error":"#DIV/0!"}},{"$f":"IF('2.1 Valg - Forbrugstariffer'!$U$18>1,R43,0)","v":0},{"$f":"IF('2.1 Valg - Forbrugstariffer'!$U$18>1,S43,0)","v":{"$error":"#DIV/0!"}},null,{"$f":"IF('2.1 Valg - Forbrugstariffer'!$U$31=3,Y43,0)","v":{"$error":"#DIV/0!"}},{"$f":"IF('2.1 Valg - Forbrugstariffer'!$U$31=3,Z43,0)","v":{"$error":"#DIV/0!"}},{"$f":"IF('2.1 Valg - Forbrugstariffer'!$U$31=3,AA43,0)","v":0},{"$f":"IF('2.1 Valg - Forbrugstariffer'!$U$31=3,AB43,0)","v":{"$error":"#DIV/0!"}},{"$f":"IF('2.1 Valg - Forbrugstariffer'!$U$31>1,AG43,0)","v":{"$error":"#DIV/0!"}},{"$f":"IF('2.1 Valg - Forbrugstariffer'!$U$31>1,AH43,0)","v":{"$error":"#DIV/0!"}},{"$f":"IF('2.1 Valg - Forbrugstariffer'!$U$31>1,AI43,0)","v":0},{"$f":"IF('2.1 Valg - Forbrugstariffer'!$U$31>1,AJ43,0)","v":{"$error":"#DIV/0!"}},null,{"$f":"IF('2.1 Valg - Forbrugstariffer'!$U$44=2,AP43,0)","v":{"$error":"#DIV/0!"}},{"$f":"IF('2.1 Valg - Forbrugstariffer'!$U$44=2,AQ43,0)","v":{"$error":"#DIV/0!"}},{"$f":"IF('2.1 Valg - Forbrugstariffer'!$U$44=2,AR43,0)","v":{"$error":"#DIV/0!"}}]
[null,"Justering af tarif sfa. afrundning af abonnement",null,{"$f":"IF('2.1 Valg - Forbrugstariffer'!$W$21=1,P44,0)","v":0},{"$f":"IF('2.1 Valg - Forbrugstariffer'!$W$21=1,Q44,0)","v":0},{"$f":"IF('2.1 Valg - Forbrugstariffer'!$W$21=1,R44,0)","v":0},{"$f":"IF('2.1 Valg - Forbrugstariffer'!$W$21=1,S44,0)","v":0},{"$f":"IF('2.1 Valg - Forbrugstariffer'!$U$18=3,P44,0)","v":0},{"$f":"IF('2.1 Valg - Forbrugstariffer'!$U$18=3,Q44,0)","v":0},{"$f":"IF('2.1 Valg - Forbrugstariffer'!$U$18=3,R44,0)","v":0},{"$f":"IF('2.1 Valg - Forbrugstariffer'!$U$18=3,S44,0)","v":0},{"$f":"IF('2.1 Valg - Forbrugstariffer'!$W$19=1,P44,0)","v":0},{"$f":"IF('2.1 Valg - Forbrugstariffer'!$W$19=1,Q44,0)","v":0},{"$f":"IF('2.1 Valg - Forbrugstariffer'!$W$19=1,R44,0)","v":0},{"$f":"IF('2.1 Valg - Forbrugstariffer'!$W$19=1,S44,0)","v":0},{"$f":"IF('2.1 Valg - Forbrugstariffer'!$U$18>1,'4.4 Beregning - Tarifelementer'!W38,0)","v":0},{"$f":"IF('2.1 Valg - Forbrugstariffer'!$U$18>1,'4.4 Beregning - Tarifelementer'!X38,0)","v":0},{"$f":"IF('2.1 Valg - Forbrugstariffer'!$U$18>1,'4.4 Beregning - Tarifelementer'!Y38,0)","v":0},{"$f":"IF('2.1 Valg - Forbrugstariffer'!$U$18>1,'4.4 Beregning - Tarifelementer'!Z38,0)","v":0},{"$f":"IF(OR('2.1 Valg - Forbrugstariffer'!$W$18=1,'2.1 Valg - Forbrugstariffer'!$W$20=1),P44,0)","v":0},{"$f":"IF(OR('2.1 Valg - Forbrugstariffer'!$W$18=1,'2.1 Valg - Forbrugstariffer'!$W$20=1),Q44,0)","v":0},{"$f":"IF(OR('2.1 Valg - Forbrugstariffer'!$W$18=1,'2.1 Valg - Forbrugstariffer'!$W$20=1),R44,0)","v":0},{"$f":"IF(OR('2.1 Valg - Forbrugstariffer'!$W$18=1,'2.1 Valg - Forbrugstariffer'!$W$20=1),S44,0)","v":0},null,{"$f":"IF('2.1 Valg - Forbrugstariffer'!$U$31=3,AG44,0)","v":0},{"$f":"IF('2.1 Valg - Forbrugstariffer'!$U$31=3,AH44,0)","v":0},{"$f":"IF('2.1 Valg - Forbrugstariffer'!$U$31=3,AI44,0)","v":0},{"$f":"IF('2.1 Valg - Forbrugstariffer'!$U$31=3,AJ44,0)","v":0},{"$f":"IF('2.1 Valg - Forbrugstariffer'!$U$37,AG44,0)","v":0},{"$f":"IF('2.1 Valg - Forbrugstariffer'!$U$37,AH44,0)","v":0},{"$f":"IF('2.1 Valg - Forbrugstariffer'!$U$37,AI44,0)","v":0},{"$f":"IF('2.1 Valg - Forbrugstariffer'!$U$37,AJ44,0)","v":0},{"$f":"IF('2.1 Valg - Forbrugstariffer'!$U$31>1,'4.4 Beregning - Tarifelementer'!AA38,0)","v":0},{"$f":"IF('2.1 Valg - Forbrugstariffer'!$U$31>1,'4.4 Beregning - Tarifelementer'!AB38,0)","v":0},{"$f":"IF('2.1 Valg - Forbrugstariffer'!$U$31>1,'4.4 Beregning - Tarifelementer'!AC38,0)","v":0},{"$f":"IF('2.1 Valg - Forbrugstariffer'!$U$31>1,'4.4 Beregning - Tarifelementer'!AD38,0)","v":0},{"$f":"IF(OR('2.1 Valg - Forbrugstariffer'!$U$36=1,'2.1 Valg - Forbrugstariffer'!$U$38=1),AG44,0)","v":0},{"$f":"IF(OR('2.1 Valg - Forbrugstariffer'!$U$36=1,'2.1 Valg - Forbrugstariffer'!$U$38=1),AH44,0)","v":0},{"$f":"IF(OR('2.1 Valg - Forbrugstariffer'!$U$36=1,'2.1 Valg - Forbrugstariffer'!$U$38=1),AI44,0)","v":0},{"$f":"IF(OR('2.1 Valg - Forbrugstariffer'!$U$36=1,'2.1 Valg - Forbrugstariffer'!$U$38=1),AJ44,0)","v":0},null,{"$f":"IF('2.1 Valg - Forbrugstariffer'!$U$44=2,'4.4 Beregning - Tarifelementer'!AE38,0)","v":0},{"$f":"IF('2.1 Valg - Forbrugstariffer'!$U$44=2,'4.4 Beregning - Tarifelementer'!AQ38,0)","v":0},{"$f":"IF('2.1 Valg - Forbrugstariffer'!$U$44=2,'4.4 Beregning - Tarifelementer'!AR38,0)","v":0},null,null,{"$f":"IF('2.1 Valg - Forbrugstariffer'!$U$18=3,H44,0)","v":0},{"$f":"IF('2.1 Valg - Forbrugstariffer'!$U$18=3,I44,0)","v":0},{"$f":"IF('2.1 Valg - Forbrugstariffer'!$U$18=3,J44,0)","v":0},{"$f":"IF('2.1 Valg - Forbrugstariffer'!$U$18=3,K44,0)","v":0},{"$f":"IF('2.1 Valg - Forbrugstariffer'!$U$18>1,P44,0)","v":0},{"$f":"IF('2.1 Valg - Forbrugstariffer'!$U$18>1,Q44,0)","v":0},{"$f":"IF('2.1 Valg - Forbrugstariffer'!$U$18>1,R44,0)","v":0},{"$f":"IF('2.1 Valg - Forbrugstariffer'!$U$18>1,S44,0)","v":0},null,{"$f":"IF('2.1 Valg - Forbrugstariffer'!$U$31=3,Y44,0)","v":0},{"$f":"IF('2.1 Valg - Forbrugstariffer'!$U$31=3,Z44,0)","v":0},{"$f":"IF('2.1 Valg - Forbrugstariffer'!$U$31=3,AA44,0)","v":0},{"$f":"IF('2.1 Valg - Forbrugstariffer'!$U$31=3,AB44,0)","v":0},{"$f":"IF('2.1 Valg - Forbrugstariffer'!$U$31>1,AG44,0)","v":0},{"$f":"IF('2.1 Valg - Forbrugstariffer'!$U$31>1,AH44,0)","v":0},{"$f":"IF('2.1 Valg - Forbrugstariffer'!$U$31>1,AI44,0)","v":0},{"$f":"IF('2.1 Valg - Forbrugstariffer'!$U$31>1,AJ44,0)","v":0},null,{"$f":"IF('2.1 Valg - Forbrugstariffer'!$U$44=2,AP44,0)","v":0},{"$f":"IF('2.1 Valg - Forbrugstariffer'!$U$44=2,AQ44,0)","v":0},{"$f":"IF('2.1 Valg - Forbrugstariffer'!$U$44=2,AR44,0)","v":0},null,{"$f":"IF('2.1 Valg - Forbrugstariffer'!$U$18=3,H44,0)","v":0},{"$f":"IF('2.1 Valg - Forbrugstariffer'!$U$18=3,I44,0)","v":0},{"$f":"IF('2.1 Valg - Forbrugstariffer'!$U$18=3,J44,0)","v":0},{"$f":"IF('2.1 Valg - Forbrugstariffer'!$U$18=3,K44,0)","v":0},{"$f":"IF('2.1 Valg - Forbrugstariffer'!$U$18>1,P44,0)","v":0},{"$f":"IF('2.1 Valg - Forbrugstariffer'!$U$18>1,Q44,0)","v":0},{"$f":"IF('2.1 Valg - Forbrugstariffer'!$U$18>1,R44,0)","v":0},{"$f":"IF('2.1 Valg - Forbrugstariffer'!$U$18>1,S44,0)","v":0},null,{"$f":"IF('2.1 Valg - Forbrugstariffer'!$U$31=3,Y44,0)","v":0},{"$f":"IF('2.1 Valg - Forbrugstariffer'!$U$31=3,Z44,0)","v":0},{"$f":"IF('2.1 Valg - Forbrugstariffer'!$U$31=3,AA44,0)","v":0},{"$f":"IF('2.1 Valg - Forbrugstariffer'!$U$31=3,AB44,0)","v":0},{"$f":"IF('2.1 Valg - Forbrugstariffer'!$U$31>1,AG44,0)","v":0},{"$f":"IF('2.1 Valg - Forbrugstariffer'!$U$31>1,AH44,0)","v":0},{"$f":"IF('2.1 Valg - Forbrugstariffer'!$U$31>1,AI44,0)","v":0},{"$f":"IF('2.1 Valg - Forbrugstariffer'!$U$31>1,AJ44,0)","v":0},null,{"$f":"IF('2.1 Valg - Forbrugstariffer'!$U$44=2,AP44,0)","v":0},{"$f":"IF('2.1 Valg - Forbrugstariffer'!$U$44=2,AQ44,0)","v":0},{"$f":"IF('2.1 Valg - Forbrugstariffer'!$U$44=2,AR44,0)","v":0}]
[null,"Samlet tarif-betaling",null,{"$f":"D41+D42+D43+D44","v":0},0,0,0,{"$f":"H41+H42+H43+H44","v":{"$error":"#DIV/0!"}},{"$f":"I41+I42+I43+I44","v":{"$error":"#DIV/0!"}},{"$error":"#DIV/0!"},{"$error":"#DIV/0!"},0,0,0,0,{"$error":"#DIV/0!"},{"$error":"#DIV/0!"},{"$error":"#DIV/0!"},{"$error":"#DIV/0!"},0,0,0,0,null,{"$f":"Y41+Y42+Y43+Y44","v":{"$error":"#DIV/0!"}},{"$f":"Z41+Z42+Z43+Z44","v":{"$error":"#DIV/0!"}},{"$error":"#DIV/0!"},{"$error":"#DIV/0!"},0,0,0,0,{"$error":"#DIV/0!"},{"$error":"#DIV/0!"},{"$error":"#DIV/0!"},{"$error":"#DIV/0!"},0,0,0,0,null,{"$f":"AP41+AP42+AP43+AP44","v":{"$error":"#DIV/0!"}},{"$f":"AQ41+AQ42+AQ43+AQ44","v":{"$error":"#DIV/0!"}},{"$error":"#DIV/0!"},null,null,{"$f":"AU41+AU42+AU43+AU44","v":{"$error":"#DIV/0!"}},{"$f":"AV41+AV42+AV43+AV44","v":{"$error":"#DIV/0!"}},{"$f":"AW41+AW42+AW43+AW44","v":{"$error":"#DIV/0!"}},{"$f":"AX41+AX42+AX43+AX44","v":{"$error":"#DIV/0!"}},{"$f":"AY41+AY42+AY43+AY44","v":{"$error":"#DIV/0!"}},{"$f":"AZ41+AZ42+AZ43+AZ44","v":{"$error":"#DIV/0!"}},{"$f":"BA41+BA42+BA43+BA44","v":{"$error":"#DIV/0!"}},{"$f":"BB41+BB42+BB43+BB44","v":{"$error":"#DIV/0!"}},null,{"$f":"BD41+BD42+BD43+BD44","v":{"$error":"#DIV/0!"}},{"$f":"BE41+BE42+BE43+BE44","v":{"$error":"#DIV/0!"}},{"$f":"BF41+BF42+BF43+BF44","v":{"$error":"#DIV/0!"}},{"$f":"BG41+BG42+BG43+BG44","v":{"$error":"#DIV/0!"}},{"$f":"BH41+BH42+BH43+BH44","v":{"$error":"#DIV/0!"}},{"$f":"BI41+BI42+BI43+BI44","v":{"$error":"#DIV/0!"}},{"$f":"BJ41+BJ42+BJ43+BJ44","v":{"$error":"#DIV/0!"}},{"$f":"BK41+BK42+BK43+BK44","v":{"$error":"#DIV/0!"}},null,{"$f":"BM41+BM42+BM43+BM44","v":{"$error":"#DIV/0!"}},{"$f":"BN41+BN42+BN43+BN44","v":{"$error":"#DIV/0!"}},{"$f":"BO41+BO42+BO43+BO44","v":{"$error":"#DIV/0!"}},null,{"$f":"BQ41+BQ42+BQ43+BQ44","v":{"$error":"#DIV/0!"}},{"$f":"BR41+BR42+BR43+BR44","v":{"$error":"#DIV/0!"}},{"$f":"BS41+BS42+BS43+BS44","v":{"$error":"#DIV/0!"}},{"$f":"BT41+BT42+BT43+BT44","v":{"$error":"#DIV/0!"}},{"$f":"BU41+BU42+BU43+BU44","v":{"$error":"#DIV/0!"}},{"$f":"BV41+BV42+BV43+BV44","v":{"$error":"#DIV/0!"}},{"$f":"BW41+BW42+BW43+BW44","v":{"$error":"#DIV/0!"}},{"$f":"BX41+BX42+BX43+BX44","v":{"$error":"#DIV/0!"}},null,{"$f":"BZ41+BZ42+BZ43+BZ44","v":{"$error":"#DIV/0!"}},{"$f":"CA41+CA42+CA43+CA44","v":{"$error":"#DIV/0!"}},{"$f":"CB41+CB42+CB43+CB44","v":{"$error":"#DIV/0!"}},{"$f":"CC41+CC42+CC43+CC44","v":{"$error":"#DIV/0!"}},{"$f":"CD41+CD42+CD43+CD44","v":{"$error":"#DIV/0!"}},{"$f":"CE41+CE42+CE43+CE44","v":{"$error":"#DIV/0!"}},{"$f":"CF41+CF42+CF43+CF44","v":{"$error":"#DIV/0!"}},{"$f":"CG41+CG42+CG43+CG44","v":{"$error":"#DIV/0!"}},null,{"$f":"CI41+CI42+CI43+CI44","v":{"$error":"#DIV/0!"}},{"$f":"CJ41+CJ42+CJ43+CJ44","v":{"$error":"#DIV/0!"}},{"$f":"CK41+CK42+CK43+CK44","v":{"$error":"#DIV/0!"}}]
[]
[]
[]
[null,"MWh",null,{"$f":"'4.1 Beregning - Mængder'!Z46","v":0},{"$f":"D49*'9.1 Tidsdiff. - Oversigt'!$C$12","v":0},{"$f":"D49*'9.1 Tidsdiff. - Oversigt'!$D$12","v":0},{"$f":"D49*'9.1 Tidsdiff. - Oversigt'!$E$12","v":0},{"$f":"'4.1 Beregning - Mængder'!AA46","v":0},{"$f":"H49*'9.1 Tidsdiff. - Oversigt'!$C$12","v":0},{"$f":"H49*'9.1 Tidsdiff. - Oversigt'!$D$12","v":0},{"$f":"H49*'9.1 Tidsdiff. - Oversigt'!$E$12","v":0},{"$f":"'4.1 Beregning - Mængder'!AB46","v":0},{"$f":"L49*'9.1 Tidsdiff. - Oversigt'!$C$12","v":0},{"$f":"L49*'9.1 Tidsdiff. - Oversigt'!$D$12","v":0},{"$f":"L49*'9.1 Tidsdiff. - Oversigt'!$E$12","v":0},{"$f":"'4.1 Beregning - Mængder'!AC46","v":0},{"$f":"P49*'9.1 Tidsdiff. - Oversigt'!$C$12","v":0},{"$f":"P49*'9.1 Tidsdiff. - Oversigt'!$D$12","v":0},{"$f":"P49*'9.1 Tidsdiff. - Oversigt'!$E$12","v":0},{"$f":"'4.1 Beregning - Mængder'!AD46","v":0},{"$f":"T49*'9.1 Tidsdiff. - Oversigt'!$C$12","v":0},{"$f":"T49*'9.1 Tidsdiff. - Oversigt'!$D$12","v":0},{"$f":"T49*'9.1 Tidsdiff. - Oversigt'!$E$12","v":0},null,{"$f":"'4.1 Beregning - Mængder'!AF46","v":0},{"$f":"Y49*'9.1 Tidsdiff. - Oversigt'!$C$13","v":0},{"$f":"Y49*'9.1 Tidsdiff. - Oversigt'!$D$13","v":0},{"$f":"Y49*'9.1 Tidsdiff. - Oversigt'!$E$13","v":0},{"$f":"'4.1 Beregning - Mængder'!AG46","v":0},{"$f":"AC49*'9.1 Tidsdiff. - Oversigt'!$C$13","v":0},{"$f":"AC49*'9.1 Tidsdiff. - Oversigt'!$D$13","v":0},{"$f":"AC49*'9.1 Tidsdiff. - Oversigt'!$E$13","v":0},{"$f":"'4.1 Beregning - Mængder'!AH46","v":0},{"$f":"AG49*'9.1 Tidsdiff. - Oversigt'!$C$13","v":0},{"$f":"AG49*'9.1 Tidsdiff. - Oversigt'!$D$13","v":0},{"$f":"AG49*'9.1 Tidsdiff. - Oversigt'!$E$13","v":0},{"$f":"'4.1 Beregning - Mængder'!AI46","v":0},{"$f":"AK49*'9.1 Tidsdiff. - Oversigt'!$C$13","v":0},{"$f":"AK49*'9.1 Tidsdiff. - Oversigt'!$D$13","v":0},{"$f":"AK49*'9.1 Tidsdiff. - Oversigt'!$E$13","v":0},null,{"$f":"'4.1 Beregning - Mængder'!AK46","v":0},{"$f":"AP49*'9.1 Tidsdiff. - Oversigt'!$G$14","v":0},{"$f":"AP49*'9.1 Tidsdiff. - Oversigt'!$H$14","v":0},null,null,{"$f":"'4.1 Beregning - Mængder'!AN46","v":0},{"$f":"AU49*'9.1 Tidsdiff. - Oversigt'!$C$12","v":0},{"$f":"AU49*'9.1 Tidsdiff. - Oversigt'!$D$12","v":0},{"$f":"AU49*'9.1 Tidsdiff. - Oversigt'!$E$12","v":0},{"$f":"'4.1 Beregning - Mængder'!AO46","v":0},{"$f":"AY49*'9.1 Tidsdiff. - Oversigt'!$C$12","v":0},{"$f":"AY49*'9.1 Tidsdiff. - Oversigt'!$D$12","v":0},{"$f":"AY49*'9.1 Tidsdiff. - Oversigt'!$E$12","v":0},null,{"$f":"'4.1 Beregning - Mængder'!AQ46","v":0},{"$f":"BD49*'9.1 Tidsdiff. - Oversigt'!$C$13","v":0},{"$f":"BD49*'9.1 Tidsdiff. - Oversigt'!$D$13","v":0},{"$f":"BD49*'9.1 Tidsdiff. - Oversigt'!$E$13","v":0},{"$f":"'4.1 Beregning - Mængder'!AR46","v":0},{"$f":"BH49*'9.1 Tidsdiff. - Oversigt'!$C$13","v":0},{"$f":"BH49*'9.1 Tidsdiff. - Oversigt'!$D$13","v":0},{"$f":"BH49*'9.1 Tidsdiff. - Oversigt'!$E$13","v":0},null,{"$f":"'4.1 Beregning - Mængder'!AT46","v":0},{"$f":"BM49*'9.1 Tidsdiff. - Oversigt'!$G$14","v":0},{"$f":"BM49*'9.1 Tidsdiff. - Oversigt'!$H$14","v":0},null,{"$f":"'4.1 Beregning - Mængder'!AW46","v":0},{"$f":"BQ49*'9.1 Tidsdiff. - Oversigt'!$C$12","v":0},{"$f":"BQ49*'9.1 Tidsdiff. - Oversigt'!$D$12","v":0},{"$f":"BQ49*'9.1 Tidsdiff. - Oversigt'!$E$12","v":0},{"$f":"'4.1 Beregning - Mængder'!AX46","v":0},{"$f":"BU49*'9.1 Tidsdiff. - Oversigt'!$C$12","v":0},{"$f":"BU49*'9.1 Tidsdiff. - Oversigt'!$D$12","v":0},{"$f":"BU49*'9.1 Tidsdiff. - Oversigt'!$E$12","v":0},null,{"$f":"'4.1 Beregning - Mængder'!AZ46","v":0},{"$f":"BZ49*'9.1 Tidsdiff. - Oversigt'!$C$13","v":0},{"$f":"BZ49*'9.1 Tidsdiff. - Oversigt'!$D$13","v":0},{"$f":"BZ49*'9.1 Tidsdiff. - Oversigt'!$E$13","v":0},{"$f":"'4.1 Beregning - Mængder'!BA46","v":0},{"$f":"CD49*'9.1 Tidsdiff. - Oversigt'!$C$13","v":0},{"$f":"CD49*'9.1 Tidsdiff. - Oversigt'!$D$13","v":0},{"$f":"CD49*'9.1 Tidsdiff. - Oversigt'!$E$13","v":0},null,{"$f":"'4.1 Beregning - Mængder'!BC46","v":0},{"$f":"CI49*'9.1 Tidsdiff. - Oversigt'!$G$14","v":0},{"$f":"CI49*'9.1 Tidsdiff. - Oversigt'!$H$14","v":0}]
[]
[]
["Beregning af provenu fra tariffer"]
[]
[null,"Tabel: B.4.5.4. Omkostningskategorier",null,{"$f":"'3.2 Input - Forbrug og prod.'!$C$21","v":""},null,null,null,{"$f":"'3.2 Input - Forbrug og prod.'!$C$22","v":"A høj"},null,null,null,{"$f":"'3.2 Input - Forbrug og prod.'!$C$23","v":""},null,null,null,{"$f":"'3.2 Input - Forbrug og prod.'!$C$24","v":"A lav"},null,null,null,{"$f":"'3.2 Input - Forbrug og prod.'!$C$25","v":""},null,null,null,null,{"$f":"'3.2 Input - Forbrug og prod.'!$C$27","v":"B høj"},null,null,null,{"$f":"'3.2 Input - Forbrug og prod.'!$C$28","v":""},null,null,null,{"$f":"'3.2 Input - Forbrug og prod.'!$C$29","v":"B lav"},null,null,null,{"$f":"'3.2 Input - Forbrug og prod.'!$C$30","v":""},null,null,null,null,"C",null,null,null,null,{"$f":"'3.2 Input - Forbrug og prod.'!$C$22","v":"A høj"},null,null,null,{"$f":"'3.2 Input - Forbrug og prod.'!$C$24","v":"A lav"},null,null,null,null,{"$f":"'3.2 Input - Forbrug og prod.'!$C$27","v":"B høj"},null,null,null,{"$f":"'3.2 Input - Forbrug og prod.'!$C$29","v":"B lav"},null,null,null,null,"C",null,null,null,{"$f":"'3.2 Input - Forbrug og prod.'!$C$22","v":"A høj"},null,null,null,{"$f":"'3.2 Input - Forbrug og prod.'!$C$24","v":"A lav"},null,null,null,null,{"$f":"'3.2 Input - Forbrug og prod.'!$C$27","v":"B høj"},null,null,null,{"$f":"'3.2 Input - Forbrug og prod.'!$C$29","v":"B lav"},null,null,null,null,"C",null,null,null,null,"A","B","C","Total"]
[null,"1. DRIFT",null,{"$f":"SUM(D18:D20)*D49/100","v":0},0,0,0,{"$error":"#DIV/0!"},{"$error":"#DIV/0!"},{"$error":"#DIV/0!"},{"$error":"#DIV/0!"},0,0,0,0,{"$error":"#DIV/0!"},{"$error":"#DIV/0!"},{"$error":"#DIV/0!"},{"$error":"#DIV/0!"},0,0,0,0,null,{"$f":"SUM(Y18:Y20)*Y49/100","v":{"$error":"#DIV/0!"}},{"$error":"#DIV/0!"},{"$error":"#DIV/0!"},{"$error":"#DIV/0!"},0,0,0,0,{"$error":"#DIV/0!"},{"$error":"#DIV/0!"},{"$error":"#DIV/0!"},{"$error":"#DIV/0!"},0,0,0,0,null,{"$f":"SUM(AP18:AP20)*AP49/100","v":{"$error":"#DIV/0!"}},{"$f":"SUM(AQ18:AQ20)*AQ49/100","v":{"$error":"#DIV/0!"}},{"$f":"SUM(AR18:AR20)*AR49/100","v":{"$error":"#DIV/0!"}},null,null,{"$f":"SUM(AU18:AU20)*AU49/100","v":{"$error":"#DIV/0!"}},{"$f":"SUM(AV18:AV20)*AV49/100","v":{"$error":"#DIV/0!"}},{"$error":"#DIV/0!"},{"$error":"#DIV/0!"},{"$error":"#DIV/0!"},{"$error":"#DIV/0!"},{"$error":"#DIV/0!"},{"$error":"#DIV/0!"},null,{"$f":"SUM(BD18:BD20)*BD49/100","v":{"$error":"#DIV/0!"}},{"$error":"#DIV/0!"},{"$error":"#DIV/0!"},{"$error":"#DIV/0!"},{"$error":"#DIV/0!"},{"$error":"#DIV/0!"},{"$error":"#DIV/0!"},{"$error":"#DIV/0!"},null,{"$f":"SUM(BM18:BM20)*BM49/100","v":{"$error":"#DIV/0!"}},{"$f":"SUM(BN18:BN20)*BN49/100","v":{"$error":"#DIV/0!"}},{"$f":"SUM(BO18:BO20)*BO49/100","v":{"$error":"#DIV/0!"}},null,{"$f":"SUM(BQ18:BQ20)*BQ49/100","v":{"$error":"#DIV/0!"}},{"$error":"#DIV/0!"},{"$error":"#DIV/0!"},{"$error":"#DIV/0!"},{"$error":"#DIV/0!"},{"$error":"#DIV/0!"},{"$error":"#DIV/0!"},{"$error":"#DIV/0!"},null,{"$f":"SUM(BZ18:BZ20)*BZ49/100","v":{"$error":"#DIV/0!"}},{"$error":"#DIV/0!"},{"$error":"#DIV/0!"},{"$error":"#DIV/0!"},{"$error":"#DIV/0!"},{"$error":"#DIV/0!"},{"$error":"#DIV/0!"},{"$error":"#DIV/0!"},null,{"$f":"SUM(CI18:CI20)*CI49/100","v":{"$error":"#DIV/0!"}},{"$f":"SUM(CJ18:CJ20)*CJ49/100","v":{"$error":"#DIV/0!"}},{"$f":"SUM(CK18:CK20)*CK49/100","v":{"$error":"#DIV/0!"}},null,null,{"$f":"D55+H55+L55+P55+T55+AU55+AY55+BQ55+BU55","v":{"$error":"#DIV/0!"}},{"$f":"Y55+AC55+AG55+AK55+BD55+BH55+BZ55+CD55","v":{"$error":"#DIV/0!"}},{"$f":"AP55+BM55+CI55","v":{"$error":"#DIV/0!"}},{"$f":"SUM(CN55:CP55)","v":{"$error":"#DIV/0!"}}]
[null,"2. MÅLERE",null,{"$f":"SUM(D22:D23)*D49/100","v":0},0,0,0,0,0,0,0,0,0,0,0,0,0,0,0,0,0,0,0,null,{"$f":"SUM(Y22:Y23)*Y49/100","v":0},0,0,0,0,0,0,0,0,0,0,0,0,0,0,0,null,{"$f":"SUM(AP22:AP23)*AP49/100","v":0},{"$f":"SUM(AQ22:AQ23)*AQ49/100","v":0},{"$f":"SUM(AR22:AR23)*AR49/100","v":0},null,null,{"$f":"SUM(AU22:AU23)*AU49/100","v":0},0,0,0,0,0,0,0,null,{"$f":"SUM(BD22:BD23)*BD49/100","v":0},0,0,0,0,0,0,0,null,{"$f":"SUM(BM22:BM23)*BM49/100","v":0},{"$f":"SUM(BN22:BN23)*BN49/100","v":0},{"$f":"SUM(BO22:BO23)*BO49/100","v":0},null,{"$f":"SUM(BQ22:BQ23)*BQ49/100","v":0},0,0,0,0,0,0,0,null,{"$f":"SUM(BZ22:BZ23)*BZ49/100","v":0},0,0,0,0,0,0,0,null,{"$f":"SUM(CI22:CI23)*CI49/100","v":0},{"$f":"SUM(CJ22:CJ23)*CJ49/100","v":0},{"$f":"SUM(CK22:CK23)*CK49/100","v":0},null,null,0,0,0,{"$f":"SUM(CN56:CP56)","v":0}]
[null,"3. OMKOSTNINGER TIL KUNDECENTER",null,{"$f":"D25*D49/100","v":0},0,0,0,0,0,0,0,0,0,0,0,0,0,0,0,0,0,0,0,null,{"$f":"Y25*Y49/100","v":0},0,0,0,0,0,0,0,0,0,0,0,0,0,0,0,null,{"$f":"AP25*AP49/100","v":0},{"$f":"AQ25*AQ49/100","v":0},{"$f":"AR25*AR49/100","v":0},null,null,{"$f":"AU25*AU49/100","v":0},0,0,0,0,0,0,0,null,{"$f":"BD25*BD49/100","v":0},0,0,0,0,0,0,0,null,{"$f":"BM25*BM49/100","v":0},{"$f":"BN25*BN49/100","v":0},{"$f":"BO25*BO49/100","v":0},null,{"$f":"BQ25*BQ49/100","v":0},0,0,0,0,0,0,0,null,{"$f":"BZ25*BZ49/100","v":0},0,0,0,0,0,0,0,null,{"$f":"CI25*CI49/100","v":0},{"$f":"CJ25*CJ49/100","v":0},{"$f":"CK25*CK49/100","v":0},null,null,0,0,0,0]
[null,"4. GENEREL ADMINISTRATION ",null,{"$f":"D27*D49/100","v":0},0,0,0,0,0,0,0,0,0,0,0,0,0,0,0,0,0,0,0,null,{"$f":"Y27*Y49/100","v":0},0,0,0,0,0,0,0,0,0,0,0,0,0,0,0,null,{"$f":"AP27*AP49/100","v":0},{"$f":"AQ27*AQ49/100","v":0},{"$f":"AR27*AR49/100","v":0},null,null,{"$f":"AU27*AU49/100","v":0},0,0,0,0,0,0,0,null,{"$f":"BD27*BD49/100","v":0},0,0,0,0,0,0,0,null,{"$f":"BM27*BM49/100","v":0},{"$f":"BN27*BN49/100","v":0},{"$f":"BO27*BO49/100","v":0},null,{"$f":"BQ27*BQ49/100","v":0},0,0,0,0,0,0,0,null,{"$f":"BZ27*BZ49/100","v":0},0,0,0,0,0,0,0,null,{"$f":"CI27*CI49/100","v":0},{"$f":"CJ27*CJ49/100","v":0},{"$f":"CK27*CK49/100","v":0},null,null,0,0,0,0]
[null,"5. ENERGISPAREINDSATS",null,{"$f":"SUM(D29:D30)*D49/100","v":0},0,0,0,0,0,0,0,0,0,0,0,0,0,0,0,0,0,0,0,null,{"$f":"SUM(Y29:Y30)*Y49/100","v":0},0,0,0,0,0,0,0,0,0,0,0,0,0,0,0,null,{"$f":"SUM(AP29:AP30)*AP49/100","v":{"$error":"#DIV/0!"}},{"$f":"SUM(AQ29:AQ30)*AQ49/100","v":{"$error":"#DIV/0!"}},{"$f":"SUM(AR29:AR30)*AR49/100","v":{"$error":"#DIV/0!"}},null,null,{"$f":"SUM(AU29:AU30)*AU49/100","v":0},0,0,0,0,0,0,0,null,{"$f":"SUM(BD29:BD30)*BD49/100","v":0},0,0,0,0,0,0,0,null,{"$f":"SUM(BM29:BM30)*BM49/100","v":0},{"$f":"SUM(BN29:BN30)*BN49/100","v":0},{"$f":"SUM(BO29:BO30)*BO49/100","v":0},null,{"$f":"SUM(BQ29:BQ30)*BQ49/100","v":0},0,0,0,0,0,0,0,null,{"$f":"SUM(BZ29:BZ30)*BZ49/100","v":0},0,0,0,0,0,0,0,null,{"$f":"SUM(CI29:CI30)*CI49/100","v":{"$error":"#DIV/0!"}},{"$f":"SUM(CJ29:CJ30)*CJ49/100","v":{"$error":"#DIV/0!"}},{"$f":"SUM(CK29:CK30)*CK49/100","v":{"$error":"#DIV/0!"}},null,null,0,0,{"$error":"#DIV/0!"},{"$error":"#DIV/0!"}]
[null,"6. NETTAB",null,{"$f":"SUM(D32:D33)*D49/100","v":0},0,0,0,{"$error":"#DIV/0!"},{"$error":"#DIV/0!"},{"$error":"#DIV/0!"},{"$error":"#DIV/0!"},0,0,0,0,{"$error":"#DIV/0!"},{"$error":"#DIV/0!"},{"$error":"#DIV/0!"},{"$error":"#DIV/0!"},0,0,0,0,null,{"$f":"SUM(Y32:Y33)*Y49/100","v":{"$error":"#DIV/0!"}},{"$error":"#DIV/0!"},{"$error":"#DIV/0!"},{"$error":"#DIV/0!"},0,0,0,0,{"$error":"#DIV/0!"},{"$error":"#DIV/0!"},{"$error":"#DIV/0!"},{"$error":"#DIV/0!"},0,0,0,0,null,{"$f":"SUM(AP32:AP33)*AP49/100","v":{"$error":"#DIV/0!"}},{"$f":"SUM(AQ32:AQ33)*AQ49/100","v":{"$error":"#DIV/0!"}},{"$f":"SUM(AR32:AR33)*AR49/100","v":{"$error":"#DIV/0!"}},null,null,{"$f":"SUM(AU32:AU33)*AU49/100","v":0},0,0,0,0,0,0,0,null,{"$f":"SUM(BD32:BD33)*BD49/100","v":0},0,0,0,0,0,0,0,null,{"$f":"SUM(BM32:BM33)*BM49/100","v":0},{"$f":"SUM(BN32:BN33)*BN49/100","v":0},{"$f":"SUM(BO32:BO33)*BO49/100","v":0},null,{"$f":"SUM(BQ32:BQ33)*BQ49/100","v":{"$error":"#DIV/0!"}},{"$error":"#DIV/0!"},{"$error":"#DIV/0!"},{"$error":"#DIV/0!"},{"$error":"#DIV/0!"},{"$error":"#DIV/0!"},{"$error":"#DIV/0!"},{"$error":"#DIV/0!"},null,{"$f":"SUM(BZ32:BZ33)*BZ49/100","v":{"$error":"#DIV/0!"}},{"$error":"#DIV/0!"},{"$error":"#DIV/0!"},{"$error":"#DIV/0!"},{"$error":"#DIV/0!"},{"$error":"#DIV/0!"},{"$error":"#DIV/0!"},{"$error":"#DIV/0!"},null,{"$f":"SUM(CI32:CI33)*CI49/100","v":{"$error":"#DIV/0!"}},{"$f":"SUM(CJ32:CJ33)*CJ49/100","v":{"$error":"#DIV/0!"}},{"$f":"SUM(CK32:CK33)*CK49/100","v":{"$error":"#DIV/0!"}},null,null,{"$error":"#DIV/0!"},{"$error":"#DIV/0!"},{"$error":"#DIV/0!"},{"$error":"#DIV/0!"}]
[null,"7. ØVRIGE OMKOSTNINGER",null,{"$f":"D35*D49/100","v":0},0,0,0,0,0,0,0,0,0,0,0,0,0,0,0,0,0,0,0,null,{"$f":"Y35*Y49/100","v":0},0,0,0,0,0,0,0,0,0,0,0,0,0,0,0,null,{"$f":"AP35*AP49/100","v":0},{"$f":"AQ35*AQ49/100","v":0},{"$f":"AR35*AR49/100","v":0},null,null,{"$f":"AU35*AU49/100","v":0},0,0,0,0,0,0,0,null,{"$f":"BD35*BD49/100","v":0},0,0,0,0,0,0,0,null,{"$f":"BM35*BM49/100","v":0},{"$f":"BN35*BN49/100","v":0},{"$f":"BO35*BO49/100","v":0},null,{"$f":"BQ35*BQ49/100","v":0},0,0,0,0,0,0,0,null,{"$f":"BZ35*BZ49/100","v":0},0,0,0,0,0,0,0,null,{"$f":"CI35*CI49/100","v":0},{"$f":"CJ35*CJ49/100","v":0},{"$f":"CK35*CK49/100","v":0},null,null,0,0,0,0]
[null,"8. AFSKRIVNINGER",null,{"$f":"SUM(D37:D40)*D49/100","v":0},0,0,0,{"$error":"#DIV/0!"},{"$error":"#DIV/0!"},{"$error":"#DIV/0!"},{"$error":"#DIV/0!"},0,0,0,0,{"$error":"#DIV/0!"},{"$error":"#DIV/0!"},{"$error":"#DIV/0!"},{"$error":"#DIV/0!"},0,0,0,0,null,{"$f":"SUM(Y37:Y40)*Y49/100","v":{"$error":"#DIV/0!"}},{"$error":"#DIV/0!"},{"$error":"#DIV/0!"},{"$error":"#DIV/0!"},0,0,0,0,{"$error":"#DIV/0!"},{"$error":"#DIV/0!"},{"$error":"#DIV/0!"},{"$error":"#DIV/0!"},0,0,0,0,null,{"$f":"SUM(AP37:AP40)*AP49/100","v":{"$error":"#DIV/0!"}},{"$f":"SUM(AQ37:AQ40)*AQ49/100","v":{"$error":"#DIV/0!"}},{"$f":"SUM(AR37:AR40)*AR49/100","v":{"$error":"#DIV/0!"}},null,null,{"$f":"SUM(AU37:AU40)*AU49/100","v":{"$error":"#DIV/0!"}},{"$error":"#DIV/0!"},{"$error":"#DIV/0!"},{"$error":"#DIV/0!"},{"$error":"#DIV/0!"},{"$error":"#DIV/0!"},{"$error":"#DIV/0!"},{"$error":"#DIV/0!"},null,{"$f":"SUM(BD37:BD40)*BD49/100","v":{"$error":"#DIV/0!"}},{"$error":"#DIV/0!"},{"$error":"#DIV/0!"},{"$error":"#DIV/0!"},{"$error":"#DIV/0!"},{"$error":"#DIV/0!"},{"$error":"#DIV/0!"},{"$error":"#DIV/0!"},null,{"$f":"SUM(BM37:BM40)*BM49/100","v":{"$error":"#DIV/0!"}},{"$f":"SUM(BN37:BN40)*BN49/100","v":{"$error":"#DIV/0!"}},{"$f":"SUM(BO37:BO40)*BO49/100","v":{"$error":"#DIV/0!"}},null,{"$f":"SUM(BQ37:BQ40)*BQ49/100","v":{"$error":"#DIV/0!"}},{"$error":"#DIV/0!"},{"$error":"#DIV/0!"},{"$error":"#DIV/0!"},{"$error":"#DIV/0!"},{"$error":"#DIV/0!"},{"$error":"#DIV/0!"},{"$error":"#DIV/0!"},null,{"$f":"SUM(BZ37:BZ40)*BZ49/100","v":{"$error":"#DIV/0!"}},{"$error":"#DIV/0!"},{"$error":"#DIV/0!"},{"$error":"#DIV/0!"},{"$error":"#DIV/0!"},{"$error":"#DIV/0!"},{"$error":"#DIV/0!"},{"$error":"#DIV/0!"},null,{"$f":"SUM(CI37:CI40)*CI49/100","v":{"$error":"#DIV/0!"}},{"$f":"SUM(CJ37:CJ40)*CJ49/100","v":{"$error":"#DIV/0!"}},{"$f":"SUM(CK37:CK40)*CK49/100","v":{"$error":"#DIV/0!"}},null,null,{"$error":"#DIV/0!"},{"$error":"#DIV/0!"},{"$error":"#DIV/0!"},{"$error":"#DIV/0!"}]
[]
[null,"FORRENTNING",null,{"$f":"D42*D49/100","v":0},0,0,0,{"$error":"#DIV/0!"},{"$error":"#DIV/0!"},{"$error":"#DIV/0!"},{"$error":"#DIV/0!"},0,0,0,0,{"$error":"#DIV/0!"},{"$error":"#DIV/0!"},{"$error":"#DIV/0!"},{"$error":"#DIV/0!"},0,0,0,0,null,{"$f":"Y42*Y49/100","v":{"$error":"#DIV/0!"}},{"$error":"#DIV/0!"},{"$error":"#DIV/0!"},{"$error":"#DIV/0!"},0,0,0,0,{"$error":"#DIV/0!"},{"$error":"#DIV/0!"},{"$error":"#DIV/0!"},{"$error":"#DIV/0!"},0,0,0,0,null,{"$f":"AP42*AP49/100","v":{"$error":"#DIV/0!"}},{"$f":"AQ42*AQ49/100","v":{"$error":"#DIV/0!"}},{"$f":"AR42*AR49/100","v":{"$error":"#DIV/0!"}},null,null,{"$f":"AU42*AU49/100","v":{"$error":"#DIV/0!"}},{"$error":"#DIV/0!"},{"$error":"#DIV/0!"},{"$error":"#DIV/0!"},{"$error":"#DIV/0!"},{"$error":"#DIV/0!"},{"$error":"#DIV/0!"},{"$error":"#DIV/0!"},null,{"$f":"BD42*BD49/100","v":{"$error":"#DIV/0!"}},{"$error":"#DIV/0!"},{"$error":"#DIV/0!"},{"$error":"#DIV/0!"},{"$error":"#DIV/0!"},{"$error":"#DIV/0!"},{"$error":"#DIV/0!"},{"$error":"#DIV/0!"},null,{"$f":"BM42*BM49/100","v":{"$error":"#DIV/0!"}},{"$f":"BN42*BN49/100","v":{"$error":"#DIV/0!"}},{"$f":"BO42*BO49/100","v":{"$error":"#DIV/0!"}},null,{"$f":"BQ42*BQ49/100","v":{"$error":"#DIV/0!"}},{"$error":"#DIV/0!"},{"$error":"#DIV/0!"},{"$error":"#DIV/0!"},{"$error":"#DIV/0!"},{"$error":"#DIV/0!"},{"$error":"#DIV/0!"},{"$error":"#DIV/0!"},null,{"$f":"BZ42*BZ49/100","v":{"$error":"#DIV/0!"}},{"$error":"#DIV/0!"},{"$error":"#DIV/0!"},{"$error":"#DIV/0!"},{"$error":"#DIV/0!"},{"$error":"#DIV/0!"},{"$error":"#DIV/0!"},{"$error":"#DIV/0!"},null,{"$f":"CI42*CI49/100","v":{"$error":"#DIV/0!"}},{"$f":"CJ42*CJ49/100","v":{"$error":"#DIV/0!"}},{"$f":"CK42*CK49/100","v":{"$error":"#DIV/0!"}},null,null,{"$f":"D64+H64+L64+P64+T64+AU64+AY64+BQ64+BU64","v":{"$error":"#DIV/0!"}},{"$f":"Y64+AC64+AG64+AK64+BD64+BH64+BZ64+CD64","v":{"$error":"#DIV/0!"}},{"$f":"AP64+BM64+CI64","v":{"$error":"#DIV/0!"}},{"$error":"#DIV/0!"}]
[null,"Tillæg for fremtidige inv./fradrag for sparede reinv.",null,{"$f":"D43*D49/100","v":0},0,0,0,{"$error":"#DIV/0!"},{"$error":"#DIV/0!"},0,{"$error":"#DIV/0!"},0,0,0,0,{"$error":"#DIV/0!"},{"$error":"#DIV/0!"},0,{"$error":"#DIV/0!"},0,0,0,0,null,{"$f":"Y43*Y49/100","v":{"$error":"#DIV/0!"}},{"$error":"#DIV/0!"},0,{"$error":"#DIV/0!"},0,0,0,0,{"$error":"#DIV/0!"},{"$error":"#DIV/0!"},0,{"$error":"#DIV/0!"},0,0,0,0,null,{"$f":"AP43*AP49/100","v":{"$error":"#DIV/0!"}},{"$f":"AQ43*AQ49/100","v":{"$error":"#DIV/0!"}},{"$f":"AR43*AR49/100","v":{"$error":"#DIV/0!"}},null,null,{"$f":"AU43*AU49/100","v":{"$error":"#DIV/0!"}},{"$error":"#DIV/0!"},0,{"$error":"#DIV/0!"},{"$error":"#DIV/0!"},{"$error":"#DIV/0!"},0,{"$error":"#DIV/0!"},null,{"$f":"BD43*BD49/100","v":{"$error":"#DIV/0!"}},{"$error":"#DIV/0!"},0,{"$error":"#DIV/0!"},{"$error":"#DIV/0!"},{"$error":"#DIV/0!"},0,{"$error":"#DIV/0!"},null,{"$f":"BM43*BM49/100","v":{"$error":"#DIV/0!"}},{"$f":"BN43*BN49/100","v":{"$error":"#DIV/0!"}},{"$f":"BO43*BO49/100","v":{"$error":"#DIV/0!"}},null,{"$f":"BQ43*BQ49/100","v":{"$error":"#DIV/0!"}},{"$error":"#DIV/0!"},0,{"$error":"#DIV/0!"},{"$error":"#DIV/0!"},{"$error":"#DIV/0!"},0,{"$error":"#DIV/0!"},null,{"$f":"BZ43*BZ49/100","v":{"$error":"#DIV/0!"}},{"$error":"#DIV/0!"},0,{"$error":"#DIV/0!"},{"$error":"#DIV/0!"},{"$error":"#DIV/0!"},0,{"$error":"#DIV/0!"},null,{"$f":"CI43*CI49/100","v":{"$error":"#DIV/0!"}},{"$f":"CJ43*CJ49/100","v":{"$error":"#DIV/0!"}},{"$f":"CK43*CK49/100","v":{"$error":"#DIV/0!"}},null,null,{"$f":"D65+H65+L65+P65+T65+AU65+AY65+BQ65+BU65","v":{"$error":"#DIV/0!"}},{"$f":"Y65+AC65+AG65+AK65+BD65+BH65+BZ65+CD65","v":{"$error":"#DIV/0!"}},{"$f":"AP65+BM65+CI65","v":{"$error":"#DIV/0!"}},{"$f":"ROUND(SUM(CN65:CP65),10)","v":{"$error":"#DIV/0!"}}]
[null,"Justering af tarif sfa. afrundning af abonnement",null,{"$f":"D44*D49/100","v":0},0,0,0,0,0,0,0,0,0,0,0,0,0,0,0,0,0,0,0,null,{"$f":"Y44*Y49/100","v":0},0,0,0,0,0,0,0,0,0,0,0,0,0,0,0,null,{"$f":"AP44*AP49/100","v":0},{"$f":"AQ44*AQ49/100","v":0},{"$f":"AR44*AR49/100","v":0},null,null,{"$f":"AU44*AU49/100","v":0},0,0,0,0,0,0,0,null,{"$f":"BD44*BD49/100","v":0},0,0,0,0,0,0,0,null,{"$f":"BM44*BM49/100","v":0},{"$f":"BN44*BN49/100","v":0},{"$f":"BO44*BO49/100","v":0},null,{"$f":"BQ44*BQ49/100","v":0},0,0,0,0,0,0,0,null,{"$f":"BZ44*BZ49/100","v":0},0,0,0,0,0,0,0,null,{"$f":"CI44*CI49/100","v":0},{"$f":"CJ44*CJ49/100","v":0},{"$f":"CK44*CK49/100","v":0},null,null,{"$f":"D66+H66+L66+P66+T66+AU66+AY66+BQ66+BU66","v":0},{"$f":"Y66+AC66+AG66+AK66+BD66+BH66+BZ66+CD66","v":0},{"$f":"AP66+BM66+CI66","v":0},0]
[null,"Samlet tarif-betaling",null,{"$f":"SUM(D55:D66)","v":0},{"$f":"SUM(E55:E66)","v":0},0,0,{"$error":"#DIV/0!"},{"$error":"#DIV/0!"},{"$error":"#DIV/0!"},{"$error":"#DIV/0!"},0,0,0,0,{"$error":"#DIV/0!"},{"$error":"#DIV/0!"},{"$error":"#DIV/0!"},{"$error":"#DIV/0!"},0,0,0,0,null,{"$error":"#DIV/0!"},{"$error":"#DIV/0!"},{"$error":"#DIV/0!"},{"$error":"#DIV/0!"},0,0,0,0,{"$error":"#DIV/0!"},{"$error":"#DIV/0!"},{"$error":"#DIV/0!"},{"$error":"#DIV/0!"},0,0,0,0,null,{"$error":"#DIV/0!"},{"$error":"#DIV/0!"},{"$error":"#DIV/0!"},null,null,{"$error":"#DIV/0!"},{"$error":"#DIV/0!"},{"$error":"#DIV/0!"},{"$error":"#DIV/0!"},{"$error":"#DIV/0!"},{"$error":"#DIV/0!"},{"$error":"#DIV/0!"},{"$error":"#DIV/0!"},null,{"$error":"#DIV/0!"},{"$error":"#DIV/0!"},{"$error":"#DIV/0!"},{"$error":"#DIV/0!"},{"$error":"#DIV/0!"},{"$error":"#DIV/0!"},{"$error":"#DIV/0!"},{"$error":"#DIV/0!"},null,{"$error":"#DIV/0!"},{"$error":"#DIV/0!"},{"$error":"#DIV/0!"},null,{"$f":"SUM(BQ55:BQ66)","v":{"$error":"#DIV/0!"}},{"$error":"#DIV/0!"},{"$error":"#DIV/0!"},{"$error":"#DIV/0!"},{"$error":"#DIV/0!"},{"$error":"#DIV/0!"},{"$error":"#DIV/0!"},{"$error":"#DIV/0!"},null,{"$error":"#DIV/0!"},{"$error":"#DIV/0!"},{"$error":"#DIV/0!"},{"$error":"#DIV/0!"},{"$error":"#DIV/0!"},{"$error":"#DIV/0!"},{"$error":"#DIV/0!"},{"$error":"#DIV/0!"},null,{"$error":"#DIV/0!"},{"$error":"#DIV/0!"},{"$error":"#DIV/0!"},null,null,{"$f":"D67+H67+L67+P67+T67+AU67+AY67+BQ67+BU67","v":{"$error":"#DIV/0!"}},{"$f":"Y67+AC67+AG67+AK67+BD67+BH67+BZ67+CD67","v":{"$error":"#DIV/0!"}},{"$f":"AP67+BM67+CI67","v":{"$error":"#DIV/0!"}},{"$error":"#DIV/0!"}]

{"sheet":"5.1 Kontrolark - Tjekskema","index":14,"n_rows":111,"n_cols":5,"rows_kept":111,"cut":false,"hidden":false,"merged":[[51,7,51,12],[51,13,51,18],[51,19,51,24],[51,25,51,27],[10,1,10,2]]}
["Kontrol af input data"]
[]
[]
[]
[]
[]
[]
[null,null,null,{"$f":"IF(AND(D17=\"OK\",D20=\"OK\",D21=\"OK\",D23=\"OK\",D24=\"OK\",D25=\"OK\",D26=\"OK\",D27=\"OK\",D28=\"OK\",D29=\"OK\",D30=\"OK\",D32=\"OK\",D33=\"OK\",D34=\"OK\",D36=\"OK\",D37=\"OK\",D38=\"OK\",D39=\"OK\",D40=\"OK\",D42=\"OK\",D43=\"OK\",D44=\"OK\",D45=\"OK\",D47=\"OK\",D49=\"OK\",D50=\"OK\",D52=\"OK\",D53=\"OK\",D56=\"OK\",D57=\"OK\",D58=\"OK\",D59=\"OK\",D60=\"OK\",D62=\"OK\",D63=\"OK\",D64=\"OK\",D65=\"OK\",D66=\"OK\",D68=\"OK\",D69=\"OK\",D70=\"OK\",D71=\"OK\",D72=\"OK\",D74=\"OK\",D75=\"OK\",D78=\"OK\",D79=\"OK\",D80=\"OK\",D81=\"OK\",D82=\"OK\",D84=\"OK\",D85=\"OK\",D87=\"OK\",D89=\"OK\",D91=\"OK\",D92=\"OK\",D94=\"OK\",D95=\"OK\",D97=\"OK\",D99=\"OK\",D100=\"OK\",D101=\"OK\",D102=\"OK\",D104=\"OK\",D105=\"OK\",D106=\"OK\",D107=\"OK\",D108=\"OK\",D109=\"OK\",D110=\"OK\",D111=\"OK\",D12=\"OK\",D13=\"OK\"),\"Alt OK\",\"Fejl i beregningen\")","v":"Fejl i beregningen"}]
[null,null,null,{"$f":"IF('5.2 Kontrolark - Provenuberegn.'!G15=\"JA\",\"Negativ forrentning\",\"\")","v":""}]
[]
[null,"Tabel K.5.1.1: Check af valgkombinationer",null,"Check","Link"]
[null,"Ved fravalg af både A høj/lav og B Høj/lav tariffer skal der vælge direkte fordeling for omk. kategorierne 1.1, 6.2 og 8.1",null,{"$f":"IF(AND('2.4 Valg - Omkostninger'!H16=\"\",'2.4 Valg - Omkostninger'!H31=\"\"),\"OK\",\"Fejl\")","v":"OK"}]
[null,"Ved fravalg af tidsdifferentiering skal dette samtidig gælde alle underliggende spændingsniveauer",null,{"$f":"IF(OR('2.1 Valg - Forbrugstariffer'!AA24=0,'2.1 Valg - Forbrugstariffer'!AA25=0,'2.1 Valg - Forbrugstariffer'!AA26=0),\"Fejl\",\"OK\")","v":"OK"}]
[]
[null,"Tabel: K.5.1.2: Check af DATA vedr.:",null,"Check","Link"]
[null,"Indtægtsramme"]
[null,null,"Indtægtsramme er indtastet",{"$f":"IF('3.4 Input - Indtægter'!F22=\"\",\"OK\",\"Fejl\")","v":"Fejl"}]
[null,"Netaktiver"]
[]
[null,null,"Værdi af netaktiver er indtastet og fordelt",{"$f":"IF(OR(ISBLANK('3.1 Input - Stamoplysninger'!I19),ISBLANK('3.1 Input - Stamoplysninger'!J19)),\"Fejl\",\"OK\")","v":"Fejl"}]
[null,null,"Fravalg af C",{"$f":"IF('3.1 Input - Stamoplysninger'!K19=\"\",\"OK\",\"Fejl\")","v":"Fejl"}]
[null,"Enhedspriser"]
[null,null,"Målerpris, kr. pr. måler (Skabelon)",{"$f":"IF('3.1 Input - Stamoplysninger'!K21=\"\",\"OK\",\"Fejl\")","v":"OK"}]
[null,null,"Målerpris, kr. pr. måler (Time)",{"$f":"IF('3.1 Input - Stamoplysninger'!K22=\"\",\"OK\",\"Fejl\")","v":"OK"}]
[null,null,"Levetid, målere (Skabelon)",{"$f":"IF('3.1 Input - Stamoplysninger'!K23=\"\",\"OK\",\"Fejl\")","v":"OK"}]
[null,null,"Levetid, målere (Time)",{"$f":"IF('3.1 Input - Stamoplysninger'!K24=\"\",\"OK\",\"Fejl\")","v":"OK"}]
[null,null,"Enhedspris for indhentning og validering af målerdata, kr. per installation (Skabelon)",{"$f":"IF('3.1 Input - Stamoplysninger'!K27=\"\",\"OK\",\"Fejl\")","v":"OK"}]
[null,null,"Enhedspris for indhentning og validering af målerdata, kr. per installation (Time)",{"$f":"IF('3.1 Input - Stamoplysninger'!K28=\"\",\"OK\",\"Fejl\")","v":"OK"}]
[null,null,"Enhedspris for d&v af målere (Skabelon)",{"$f":"IF('3.1 Input - Stamoplysninger'!K29=\"\",\"OK\",\"Fejl\")","v":"OK"}]
[null,null,"Enhedspris for d&v af målere (Time)",{"$f":"IF('3.1 Input - Stamoplysninger'!K30=\"\",\"OK\",\"Fejl\")","v":"OK"}]
[null,"Forventet forbrug og antal målere"]
[null,null,"A0",{"$f":"IF('3.2 Input - Forbrug og prod.'!G21=\"\",\"OK\",\"Fejl\")","v":"OK"}]
[null,null,"A høj",{"$f":"IF('3.2 Input - Forbrug og prod.'!G22=\"\",\"OK\",\"Fejl\")","v":"Fejl"}]
[null,null,"A høj (bev.)",{"$f":"IF('3.2 Input - Forbrug og prod.'!G23=\"\",\"OK\",\"Fejl\")","v":"OK"}]
[null,null,"A",{"$f":"IF('3.2 Input - Forbrug og prod.'!$G$24=\"\",\"OK\",\"Fejl\")","v":"Fejl"}]
[null,null,"A (bev.)",{"$f":"IF('3.2 Input - Forbrug og prod.'!$G$25=\"\",\"OK\",\"Fejl\")","v":"OK"}]
[null,null,"A lav",{"$f":"IF('3.2 Input - Forbrug og prod.'!$G$24=\"\",\"OK\",\"Fejl\")","v":"Fejl"}]
[null,null,"A lav (bev.)",{"$f":"IF('3.2 Input - Forbrug og prod.'!$G$25=\"\",\"OK\",\"Fejl\")","v":"OK"}]
[null,null,"B høj",{"$f":"IF('3.2 Input - Forbrug og prod.'!G27=\"\",\"OK\",\"Fejl\")","v":"Fejl"}]
[null,null,"B høj (bev.)",{"$f":"IF('3.2 Input - Forbrug og prod.'!G28=\"\",\"OK\",\"Fejl\")","v":"OK"}]
[null,null,"B",{"$f":"IF('3.2 Input - Forbrug og prod.'!$G$29=\"\",\"OK\",\"Fejl\")","v":"Fejl"}]
[null,null,"B (bev.)",{"$f":"IF('3.2 Input - Forbrug og prod.'!$G$30=\"\",\"OK\",\"Fejl\")","v":"OK"}]
[null,null,"B lav",{"$f":"IF('3.2 Input - Forbrug og prod.'!$G$29=\"\",\"OK\",\"Fejl\")","v":"Fejl"}]
[null,null,"B lav (bev.)",{"$f":"IF('3.2 Input - Forbrug og prod.'!$G$30=\"\",\"OK\",\"Fejl\")","v":"OK"}]
[null,null,"C",{"$f":"IF('3.2 Input - Forbrug og prod.'!G32=\"\",\"OK\",\"Fejl\")","v":"Fejl"}]
[null,"Egenproducenter - Bruttoforbrug og egenproduktion"]
[null,null,"A høj",{"$f":"IF('3.2 Input - Forbrug og prod.'!F41=\"\",\"OK\",\"Fejl\")","v":"OK"}]
[null,null,"A",{"$f":"IF('3.2 Input - Forbrug og prod.'!$F$42=\"\",\"OK\",\"Fejl\")","v":"OK"}]
[null,null,"A lav",{"$f":"IF('3.2 Input - Forbrug og prod.'!$F$42=\"\",\"OK\",\"Fejl\")","v":"OK"}]
[null,null,"B høj",{"$f":"IF('3.2 Input - Forbrug og prod.'!F44=\"\",\"OK\",\"Fejl\")","v":"OK"}]
[null,null,"B",{"$f":"IF('3.2 Input - Forbrug og prod.'!$F$45=\"\",\"OK\",\"Fejl\")","v":"OK"}]
[null,null,"B lav",{"$f":"IF('3.2 Input - Forbrug og prod.'!$F$45=\"\",\"OK\",\"Fejl\")","v":"OK"}]
[null,null,"C",{"$f":"IF('3.2 Input - Forbrug og prod.'!F47=\"\",\"OK\",\"Fejl\")","v":"OK"}]
[null,"Egenproducenter og producenter - Antal målere"]
[null,"Målere, egenproduktion"]
[null,null,"Afr. grp. 1",{"$f":"IF('3.2 Input - Forbrug og prod.'!H50=\"\",\"OK\",\"Fejl\")","v":"OK"}]
[null,null,"Afr. grp. 2",{"$f":"IF('3.2 Input - Forbrug og prod.'!I50=\"\",\"OK\",\"Fejl\")","v":"OK"}]
[null,null,"Afr. grp. 4",{"$f":"IF('3.2 Input - Forbrug og prod.'!J50=\"\",\"OK\",\"Fejl\")","v":"OK"}]
[null,null,"Afr. grp. 5 og 6",{"$f":"IF('3.2 Input - Forbrug og prod.'!K50=\"\",\"OK\",\"Fejl\")","v":"OK"}]
[null,null,"Skabelon",{"$f":"IF('3.2 Input - Forbrug og prod.'!L50=\"\",\"OK\",\"Fejl\")","v":"OK"}]
[null,"Produktionsmålere (timeafregnet)"]
[null,null,"Afr. grp. 1",{"$f":"IF('3.2 Input - Forbrug og prod.'!N50=\"\",\"OK\",\"Fejl\")","v":"OK"}]
[null,null,"Afr. grp. 2",{"$f":"IF('3.2 Input - Forbrug og prod.'!O50=\"\",\"OK\",\"Fejl\")","v":"OK"}]
[null,null,"Afr. grp. 4",{"$f":"IF('3.2 Input - Forbrug og prod.'!P50=\"\",\"OK\",\"Fejl\")","v":"OK"}]
[null,null,"Afr. grp. 5 og 6",{"$f":"IF('3.2 Input - Forbrug og prod.'!Q50=\"\",\"OK\",\"Fejl\")","v":"OK"}]
[null,null,"Skabelon",{"$f":"IF('3.2 Input - Forbrug og prod.'!R50=\"\",\"OK\",\"Fejl\")","v":"OK"}]
[null,"Produktionsmålere (skabelonafregnet)"]
[null,null,"Afr. grp. 1",{"$f":"IF('3.2 Input - Forbrug og prod.'!T50=\"\",\"OK\",\"Fejl\")","v":"OK"}]
[null,null,"Afr. grp. 2",{"$f":"IF('3.2 Input - Forbrug og prod.'!U50=\"\",\"OK\",\"Fejl\")","v":"OK"}]
[null,null,"Afr. grp. 4",{"$f":"IF('3.2 Input - Forbrug og prod.'!V50=\"\",\"OK\",\"Fejl\")","v":"OK"}]
[null,null,"Afr. grp. 5 og 6",{"$f":"IF('3.2 Input - Forbrug og prod.'!W50=\"\",\"OK\",\"Fejl\")","v":"OK"}]
[null,null,"Skabelon",{"$f":"IF('3.2 Input - Forbrug og prod.'!X50=\"\",\"OK\",\"Fejl\")","v":"OK"}]
[null,"Producenter"]
[null,null,"Kraftværker",{"$f":"IF('3.2 Input - Forbrug og prod.'!Z50=\"\",\"OK\",\"Fejl\")","v":"OK"}]
[null,null,"Vindmøller",{"$f":"IF('3.2 Input - Forbrug og prod.'!AA50=\"\",\"OK\",\"Fejl\")","v":"OK"}]
[null,"Data vedr. omkostninger"]
[null,"1. DRIFT"]
[null,null,"1.1a Drift og vedligehold af transformerstationer (Direkte)",{"$f":"IF('3.3 Input - Omkostninger'!J16=\"\",\"OK\",\"Fejl\")","v":"Fejl"}]
[null,null,"1.1b Drift og vedligehold af transformerstationer (anden fordeling)",{"$f":"IF('3.3 Input - Omkostninger'!J17=\"\",\"OK\",\"Fejl\")","v":"OK"}]
[null,null,"1.2a Drift og vedligehold af ledningsnettet (Direkte)",{"$f":"IF('3.3 Input - Omkostninger'!J18=\"\",\"OK\",\"Fejl\")","v":"Fejl"}]
[null,null,"1.2b Drift og vedligehold af ledningsnettet (anden fordeling) ",{"$f":"IF('3.3 Input - Omkostninger'!J19=\"\",\"OK\",\"Fejl\")","v":"OK"}]
[null,null,"1.3 Øvrige drifts- og vedligeholdelsesomkostninger",{"$f":"IF('3.3 Input - Omkostninger'!J20=\"\",\"OK\",\"Fejl\")","v":"Fejl"}]
[null,"2. MÅLERE"]
[null,null,"2.1 Drift og vedligeholdelse af målere",{"$f":"IF('3.3 Input - Omkostninger'!J22=\"\",\"OK\",\"Fejl\")","v":"Fejl"}]
[null,null,"2.2 Indhentning og validering af måledata",{"$f":"IF('3.3 Input - Omkostninger'!J23=\"\",\"OK\",\"Fejl\")","v":"Fejl"}]
[null,"3. OMKOSTNINGER TIL KUNDECENTER"]
[null,null,"3.1 Omkostninger til kundecenter",{"$f":"IF('3.3 Input - Omkostninger'!J25=\"\",\"OK\",\"Fejl\")","v":"Fejl"}]
[null,"4. GENEREL ADMINISTRATION "]
[null,null,"4.1 Generel administration",{"$f":"IF('3.3 Input - Omkostninger'!J27=\"\",\"OK\",\"Fejl\")","v":"Fejl"}]
[null,"5. ENERGISPAREINDSATS"]
[null,null,"5.1 Faste omkostninger til energispareindsats",{"$f":"IF('3.3 Input - Omkostninger'!J29=\"\",\"OK\",\"Fejl\")","v":"Fejl"}]
[null,null,"5.2 Variable omkostninger til energispareindsats",{"$f":"IF('3.3 Input - Omkostninger'!J30=\"\",\"OK\",\"Fejl\")","v":"Fejl"}]
[null,"6. NETTAB"]
[null,null,"6.1 Omkostninger ved nettab (kun ledningsnet)",{"$f":"IF('3.3 Input - Omkostninger'!J32=\"\",\"OK\",\"Fejl\")","v":"Fejl"}]
[null,null,"6.2 Omkostninger ved nettab (transformerstationer)",{"$f":"IF('3.3 Input - Omkostninger'!J33=\"\",\"OK\",\"Fejl\")","v":"Fejl"}]
[null,"7. ØVRIGE OMKOSTNINGER"]
[null,null,"7.1 Øvrige omkostninger",{"$f":"IF('3.3 Input - Omkostninger'!J35=\"\",\"OK\",\"Fejl\")","v":"OK"}]
[null,"8. AFSKRIVNINGER"]
[null,null,"8.1 Transformerstationer",{"$f":"IF('3.3 Input - Omkostninger'!J37=\"\",\"OK\",\"Fejl\")","v":"Fejl"}]
[null,null,"8.2 Netaktiver, ekskl. transformerstationer og målere",{"$f":"IF('3.3 Input - Omkostninger'!J38=\"\",\"OK\",\"Fejl\")","v":"Fejl"}]
[null,null,"8.3 Målere",{"$f":"IF('3.3 Input - Omkostninger'!J39=\"\",\"OK\",\"Fejl\")","v":"Fejl"}]
[null,null,"8.4 Øvrige anlægsaktiver",{"$f":"IF('3.3 Input - Omkostninger'!J40=\"\",\"OK\",\"Fejl\")","v":"Fejl"}]
[null,"Data vedr. indtægter"]
[null,null,"Brutto indtægtsramme",{"$f":"IF('3.4 Input - Indtægter'!F22=\"\",\"OK\",\"Fejl\")","v":"Fejl"}]
[null,null,"Difference til afvikling - år 2",{"$f":"IF('3.4 Input - Indtægter'!F24=\"\",\"OK\",\"Fejl\")","v":"OK"}]
[null,null,"Difference til afvikling - år 1",{"$f":"IF('3.4 Input - Indtægter'!F25=\"\",\"OK\",\"Fejl\")","v":"OK"}]
[null,null,"Korrektion for over/underdækning af energispareindsats",{"$f":"IF('3.4 Input - Indtægter'!F28=\"\",\"OK\",\"Fejl\")","v":"OK"}]
[null,null,"Særtariffer",{"$f":"IF('3.4 Input - Indtægter'!F32=\"\",\"OK\",\"Fejl\")","v":"OK"}]
[null,null,"Tariferingsgrundlag",{"$f":"IF('3.4 Input - Indtægter'!F36=\"\",\"OK\",\"Fejl\")","v":"OK"}]
[null,null,"Strafrente (%)",{"$f":"IF('3.4 Input - Indtægter'!F46=\"\",\"OK\",\"Fejl\")","v":"OK"}]
[null,"Provenu: Mængder x tariffer = tariferingsgrundlag",null,{"$f":"IFERROR(IF('5.2 Kontrolark - Provenuberegn.'!G14=0,\"OK\",\"Fejl\"),\"Fejl\")","v":"OK"}]

{"sheet":"5.2 Kontrolark - Provenuberegn.","index":15,"n_rows":213,"n_cols":24,"rows_kept":213,"cut":false,"hidden":false,"merged":[[16,1,16,6],[29,2,29,8],[30,3,30,8],[29,10,29,12],[29,14,31,14],[38,10,38,12],[39,3,39,8],[38,14,40,14],[51,10,51,11],[17,2,17,3],[17,4,17,5],[38,2,38,8],[148,23,150,23],[51,1,53,1],[52,2,53,2],[69,2,70,2],[93,2,93,7],[93,8,93,13],[51,2,51,8],[52,3,52,8],[68,2,68,8],[69,3,69,8],[68,1,70,1],[92,2,92,7],[92,8,92,13],[92,20,92,22],[92,23,94,23],[80,1,82,1],[80,2,80,8],[81,3,81,8],[92,1,94,1],[93,14,93,19],[93,20,93,22],[92,14,92,19],[125,2,126,2],[125,3,125,8],[136,1,138,1],[136,2,136,8],[137,3,137,8],[124,1,126,1],[124,2,124,8],[107,1,109,1],[107,2,107,8],[107,10,107,11],[108,2,109,2],[108,3,108,8],[149,14,149,19],[149,20,149,22],[162,1,164,1],[162,2,162,8],[162,10,162,11],[163,2,164,2],[163,3,163,8],[149,2,149,7],[148,1,150,1],[149,8,149,13],[148,20,148,22],[148,2,148,7],[148,8,148,13],[148,14,148,19],[203,1,205,1],[179,1,181,1],[179,2,179,8],[180,2,181,2],[180,3,180,8],[191,1,193,1],[191,2,191,8],[192,3,192,8],[203,2,203,7],[203,8,203,13],[203,14,203,19],[203,20,203,22],[203,23,205,23],[204,2,204,7],[204,8,204,13],[204,14,204,19],[204,20,204,22]]}
["Overordnet kontrol af output"]
[]
[]
[]
[]
[]
[]
[null,"Tabel: K.5.2.1",null,null,null,null,null,null,null,"Tabel: K.5.2.2"]
[null,"Brutto indtægtsramme (1000 kr.)",null,null,null,null,{"$f":"'3.4 Input - Indtægter'!E22","v":0},null,null,"Tjek af indtægter på omkostningskategorier (1000 kr.)"]
[null,"Korrektioner (1000 kr.)",null,null,null,null,{"$f":"SUM('3.4 Input - Indtægter'!E24:E29)","v":0},null,null,null,null,null,null,"A","B","C","Total","Tjek(=0)"]
[null,"Andre opkrævninger (1000 kr.)",null,null,null,null,{"$f":"SUM('3.4 Input - Indtægter'!E32:E35)","v":0},null,null,"1. DRIFT",null,null,null,{"$f":"'4.3 Beregning - Abonnement'!DP60+'4.5 Beregning - Tariffer'!CN55","v":{"$error":"#DIV/0!"}},{"$f":"'4.3 Beregning - Abonnement'!DQ60+'4.5 Beregning - Tariffer'!CO55","v":{"$error":"#DIV/0!"}},{"$f":"'4.3 Beregning - Abonnement'!DR60+'4.5 Beregning - Tariffer'!CP55","v":{"$error":"#DIV/0!"}},{"$f":"SUM(N11:P11)","v":{"$error":"#DIV/0!"}},{"$f":"Q11-SUM('3.3 Input - Omkostninger'!I16:I20)","v":{"$error":"#DIV/0!"}}]
[null,"Indtægter til indhenting ved tariffer og abonnementer (1000 kr.)",null,null,null,null,{"$f":"G9+G10+G11","v":0},null,null,"2. MÅLERE",null,null,null,{"$f":"'4.3 Beregning - Abonnement'!DP61+'4.5 Beregning - Tariffer'!CN56","v":0},{"$f":"'4.3 Beregning - Abonnement'!DQ61+'4.5 Beregning - Tariffer'!CO56","v":0},{"$f":"'4.3 Beregning - Abonnement'!DR61+'4.5 Beregning - Tariffer'!CP56","v":0},{"$f":"SUM(N12:P12)","v":0},{"$f":"Q12-SUM('3.3 Input - Omkostninger'!I22:I23)","v":0}]
[null,"Tariferingsgrundlag (1000 kr.)",null,null,null,null,{"$f":"G23","v":0},null,null,"3. OMKOSTNINGER TIL KUNDECENTER",null,null,null,{"$f":"'4.3 Beregning - Abonnement'!DP62+'4.5 Beregning - Tariffer'!CN57","v":{"$error":"#DIV/0!"}},{"$f":"'4.3 Beregning - Abonnement'!DQ62+'4.5 Beregning - Tariffer'!CO57","v":{"$error":"#DIV/0!"}},{"$f":"'4.3 Beregning - Abonnement'!DR62+'4.5 Beregning - Tariffer'!CP57","v":{"$error":"#DIV/0!"}},{"$error":"#DIV/0!"},{"$f":"Q13-'3.3 Input - Omkostninger'!I25","v":{"$error":"#DIV/0!"}}]
[null,"Tjek (skal være lig 0)",null,null,null,null,{"$f":"G13-G12","v":0},null,null,"4. GENEREL ADMINISTRATION ",null,null,null,{"$f":"'4.3 Beregning - Abonnement'!DP63+'4.5 Beregning - Tariffer'!CN58","v":{"$error":"#DIV/0!"}},{"$f":"'4.3 Beregning - Abonnement'!DQ63+'4.5 Beregning - Tariffer'!CO58","v":{"$error":"#DIV/0!"}},{"$f":"'4.3 Beregning - Abonnement'!DR63+'4.5 Beregning - Tariffer'!CP58","v":{"$error":"#DIV/0!"}},{"$error":"#DIV/0!"},{"$f":"Q14-'3.3 Input - Omkostninger'!I27","v":{"$error":"#DIV/0!"}}]
[null,"Negativ forrentning",null,null,null,null,{"$f":"IF('3.3 Input - Omkostninger'!I42<0, \"JA\", \"NEJ\")","v":"NEJ"},null,null,"5. ENERGISPAREINDSATS",null,null,null,{"$f":"'4.3 Beregning - Abonnement'!DP64+'4.5 Beregning - Tariffer'!CN59","v":0},{"$f":"'4.3 Beregning - Abonnement'!DQ64+'4.5 Beregning - Tariffer'!CO59","v":0},{"$f":"'4.3 Beregning - Abonnement'!DR64+'4.5 Beregning - Tariffer'!CP59","v":{"$error":"#DIV/0!"}},{"$error":"#DIV/0!"},{"$f":"Q15-SUM('3.3 Input - Omkostninger'!I29:I30)","v":{"$error":"#DIV/0!"}}]
[null,null,null,null,null,null,null,null,null,"6. NETTAB",null,null,null,{"$f":"'4.3 Beregning - Abonnement'!DP65+'4.5 Beregning - Tariffer'!CN60","v":{"$error":"#DIV/0!"}},{"$f":"'4.3 Beregning - Abonnement'!DQ65+'4.5 Beregning - Tariffer'!CO60","v":{"$error":"#DIV/0!"}},{"$f":"'4.3 Beregning - Abonnement'!DR65+'4.5 Beregning - Tariffer'!CP60","v":{"$error":"#DIV/0!"}},{"$error":"#DIV/0!"},{"$f":"Q16-SUM('3.3 Input - Omkostninger'!I32:I33)","v":{"$error":"#DIV/0!"}}]
[null,"Tabel: K.5.2.3 Provenu indhentet ved tariffer og abonnementer",null,null,null,null,null,null,null,"7. ØVRIGE OMKOSTNINGER",null,null,null,{"$f":"'4.3 Beregning - Abonnement'!DP66+'4.5 Beregning - Tariffer'!CN61","v":{"$error":"#DIV/0!"}},{"$f":"'4.3 Beregning - Abonnement'!DQ66+'4.5 Beregning - Tariffer'!CO61","v":{"$error":"#DIV/0!"}},{"$f":"'4.3 Beregning - Abonnement'!DR66+'4.5 Beregning - Tariffer'!CP61","v":{"$error":"#DIV/0!"}},{"$error":"#DIV/0!"},{"$f":"Q17-'3.3 Input - Omkostninger'!I35","v":{"$error":"#DIV/0!"}}]
[null,null,"Tarif",null,"Abonnement",null,"Total",null,null,"8. AFSKRIVNINGER",null,null,null,{"$f":"'4.3 Beregning - Abonnement'!DP67+'4.5 Beregning - Tariffer'!CN62","v":{"$error":"#DIV/0!"}},{"$f":"'4.3 Beregning - Abonnement'!DQ67+'4.5 Beregning - Tariffer'!CO62","v":{"$error":"#DIV/0!"}},{"$f":"'4.3 Beregning - Abonnement'!DR67+'4.5 Beregning - Tariffer'!CP62","v":{"$error":"#DIV/0!"}},{"$error":"#DIV/0!"},{"$f":"Q18-SUM('3.3 Input - Omkostninger'!I37:I40)","v":{"$error":"#DIV/0!"}}]
[null,"1000 kr.","Forbrug","Produktion","Forbrug","Produktion"]
[null,"A",{"$f":"I33","v":0},{"$f":"I42","v":0},{"$f":"M33","v":0},{"$f":"M42","v":0},{"$f":"SUM(C20:F20)","v":0},null,null,"FORRENTNING",null,null,null,{"$f":"'4.3 Beregning - Abonnement'!DP69+'4.5 Beregning - Tariffer'!CN64","v":{"$error":"#DIV/0!"}},{"$f":"'4.3 Beregning - Abonnement'!DQ69+'4.5 Beregning - Tariffer'!CO64","v":{"$error":"#DIV/0!"}},{"$f":"'4.3 Beregning - Abonnement'!DR69+'4.5 Beregning - Tariffer'!CP64","v":{"$error":"#DIV/0!"}},{"$error":"#DIV/0!"},{"$f":"Q20-'3.3 Input - Omkostninger'!I42","v":{"$error":"#DIV/0!"}}]
[null,"B",{"$f":"I34","v":0},{"$f":"I43","v":0},{"$f":"M34","v":0},{"$f":"M43","v":0},{"$f":"SUM(C21:F21)","v":0},null,null,"Tillæg for fremtidige inv./fradrag for sparede reinv.",null,null,null,{"$f":"'4.5 Beregning - Tariffer'!CN65","v":{"$error":"#DIV/0!"}},{"$f":"'4.5 Beregning - Tariffer'!CO65","v":{"$error":"#DIV/0!"}},{"$f":"'4.5 Beregning - Tariffer'!CP65","v":{"$error":"#DIV/0!"}},{"$f":"ROUND(SUM(N21:P21), 10)","v":{"$error":"#DIV/0!"}},{"$f":"Q21","v":{"$error":"#DIV/0!"}}]
[null,"C",{"$f":"I35","v":0},{"$f":"I44","v":0},{"$f":"M35","v":0},{"$f":"M44","v":0},0,null,null,"Justering af tarif sfa. afrundning af abonnement",null,null,null,{"$f":"'4.3 Beregning - Abonnement'!DP71+'4.5 Beregning - Tariffer'!CN66","v":{"$error":"#DIV/0!"}},{"$f":"'4.3 Beregning - Abonnement'!DQ71+'4.5 Beregning - Tariffer'!CO66","v":{"$error":"#DIV/0!"}},{"$f":"'4.3 Beregning - Abonnement'!DR71+'4.5 Beregning - Tariffer'!CP66","v":{"$error":"#DIV/0!"}},{"$f":"N22","v":{"$error":"#DIV/0!"}},{"$f":"Q22","v":{"$error":"#DIV/0!"}}]
[null,"Total",{"$f":"I36","v":0},{"$f":"SUM(D20:D22)","v":0},0,0,0,null,null,"Samletbetaling",null,null,null,{"$f":"SUM(N11:N22)","v":{"$error":"#DIV/0!"}},{"$f":"SUM(O11:O22)","v":{"$error":"#DIV/0!"}},{"$f":"SUM(P11:P22)","v":{"$error":"#DIV/0!"}},{"$f":"SUM(N23:P23)","v":{"$error":"#DIV/0!"}},{"$f":"ROUND((Q23-G13),10)","v":{"$error":"#DIV/0!"}}]
[]
[]
[null,"Opsummering af konntrolberegning - provenuets fordeling"]
[]
[]
[null,"Tabel: K.5.2.4 Provenu fra forbrug"]
[null,null,"Tarif",null,null,null,null,null,null,null,"Abonnement",null,null,null,"Tarif og abon., total (1000 kr.)"]
[null,null,null,"Tidsdifferentieret",null,null,null,null,null,null,null,"1000 kr."]
[null,"1000 kr.","Flad/gns.","Spids","Høj","Lav","Spids-C","Normal-C","Total",null,"Skabelon","Time","Total"]
[null,"A",{"$f":"C171","v":0},0,0,0,0,0,0,null,{"$f":"K171","v":0},{"$f":"L171","v":0},{"$f":"K33+L33","v":0},null,{"$f":"I33+M33","v":0}]
[null,"B",{"$f":"C176","v":0},0,0,0,0,0,0,null,{"$f":"K176","v":0},{"$f":"L176","v":0},{"$f":"K34+L34","v":0},null,{"$f":"I34+M34","v":0}]
[null,"C",0,0,0,0,0,0,0,null,{"$f":"K177","v":0},{"$f":"L177","v":0},0,null,0]
[null,"Total",{"$f":"SUM(C33:C35)","v":0},0,0,0,0,0,0,null,{"$f":"SUM(K33:K35)","v":0},{"$f":"SUM(L33:L35)","v":0},0,null,0]
[]
[null,"Tabel: K.5.2.5 Provenu fra egenproduktion og produktion"]
[null,null,"Tarif",null,null,null,null,null,null,null,"Abonnement",null,null,null,"Tarif og abon., total (1000 kr.)"]
[null,null,null,"Tidsdifferentieret",null,null,null,null,null,null,null,"1000 kr."]
[null,"1000 kr.","Flad/gns.","Spids","Høj","Lav","Spids-C","Normal-C","Total",null,"Skabelon","Time","Total"]
[null,"A",{"$f":"C185+C197","v":0},0,0,0,0,0,0,null,null,{"$f":"X209","v":0},{"$f":"K42+L42","v":0},null,{"$f":"I42+M42","v":0}]
[null,"B",{"$f":"C188+C200","v":0},0,0,0,0,0,0,null,null,{"$f":"X212","v":0},{"$f":"K43+L43","v":0},null,{"$f":"I43+M43","v":0}]
[null,"C",0,0,0,0,0,0,0,null,null,{"$f":"X213","v":0},0,null,0]
[null,"Total",{"$f":"SUM(C42:C44)","v":0},0,0,0,0,0,0,null,null,{"$f":"SUM(L42:L44)","v":0},{"$f":"SUM(M42:M44)","v":0},null,0]
[]
[]
[null,"Baggrundsberegninger til kontrol"]
[]
[null,"A. Beregnede priser"]
[]
[null,"Tabel: K.5.2.6","Forbrugstarif, øre/kWh",null,null,null,null,null,null,null,"Abonement, kr."]
[null,null,"Enhedstarif/gns","Tidsdifferentieret"]
[null,null,null,"Spids","Høj","Lav","Spids-C","Normal-C","Total",null,"Skabelon","Time"]
[null,{"$f":"'3.2 Input - Forbrug og prod.'!$C$21","v":""},{"$f":"'4.5 Beregning - Tariffer'!D45","v":0},{"$f":"'4.5 Beregning - Tariffer'!E45","v":0},{"$f":"'4.5 Beregning - Tariffer'!F45","v":0},{"$f":"'4.5 Beregning - Tariffer'!G45","v":0},null,null,null,null,null,{"$f":"IF('2.1 Valg - Forbrugstariffer'!$V$21=1,'4.3 Beregning - Abonnement'!D41,\"\")","v":""}]
[null,{"$f":"'3.2 Input - Forbrug og prod.'!$C$22","v":"A høj"},{"$f":"'4.5 Beregning - Tariffer'!H45","v":{"$error":"#DIV/0!"}},{"$f":"'4.5 Beregning - Tariffer'!I45","v":{"$error":"#DIV/0!"}},{"$f":"'4.5 Beregning - Tariffer'!J45","v":{"$error":"#DIV/0!"}},{"$f":"'4.5 Beregning - Tariffer'!K45","v":{"$error":"#DIV/0!"}},null,null,null,null,null,{"$f":"IF('2.1 Valg - Forbrugstariffer'!U18=3,'4.3 Beregning - Abonnement'!E41,\"\")","v":{"$error":"#DIV/0!"}}]
[null,{"$f":"'3.2 Input - Forbrug og prod.'!$C$23","v":""},{"$f":"'4.5 Beregning - Tariffer'!L45","v":0},{"$f":"'4.5 Beregning - Tariffer'!M45","v":0},{"$f":"'4.5 Beregning - Tariffer'!N45","v":0},{"$f":"'4.5 Beregning - Tariffer'!O45","v":0},null,null,null,null,null,{"$f":"IF(AND('2.1 Valg - Forbrugstariffer'!$U$18=3,'2.1 Valg - Forbrugstariffer'!$V$19=1),'4.3 Beregning - Abonnement'!F41,\"\")","v":""}]
[null,{"$f":"'3.2 Input - Forbrug og prod.'!$C$24","v":"A lav"},{"$f":"'4.5 Beregning - Tariffer'!P45","v":{"$error":"#DIV/0!"}},{"$f":"'4.5 Beregning - Tariffer'!Q45","v":{"$error":"#DIV/0!"}},{"$f":"'4.5 Beregning - Tariffer'!R45","v":{"$error":"#DIV/0!"}},{"$f":"'4.5 Beregning - Tariffer'!S45","v":{"$error":"#DIV/0!"}},null,null,null,null,null,{"$f":"IF('2.1 Valg - Forbrugstariffer'!U18>1,'4.3 Beregning - Abonnement'!G41,\"\")","v":{"$error":"#DIV/0!"}}]
[null,{"$f":"'3.2 Input - Forbrug og prod.'!$C$25","v":""},{"$f":"'4.5 Beregning - Tariffer'!T45","v":0},{"$f":"'4.5 Beregning - Tariffer'!U45","v":0},{"$f":"'4.5 Beregning - Tariffer'!V45","v":0},{"$f":"'4.5 Beregning - Tariffer'!W45","v":0},null,null,null,null,null,{"$f":"IF(OR(AND('2.1 Valg - Forbrugstariffer'!$U$18=2,'2.1 Valg - Forbrugstariffer'!$V$18=1),AND('2.1 Valg - Forbrugstariffer'!$U$18=3,'2.1 Valg - Forbrugstariffer'!$V$20=1)),'4.3 Beregning - Abonnement'!H41,\"\")","v":""}]
[]
[null,{"$f":"'3.2 Input - Forbrug og prod.'!$C$27","v":"B høj"},{"$f":"'4.5 Beregning - Tariffer'!Y45","v":{"$error":"#DIV/0!"}},{"$f":"'4.5 Beregning - Tariffer'!Z45","v":{"$error":"#DIV/0!"}},{"$f":"'4.5 Beregning - Tariffer'!AA45","v":{"$error":"#DIV/0!"}},{"$f":"'4.5 Beregning - Tariffer'!AB45","v":{"$error":"#DIV/0!"}},null,null,null,null,null,{"$f":"IF('2.1 Valg - Forbrugstariffer'!$U$31=3,'4.3 Beregning - Abonnement'!J41,\"\")","v":{"$error":"#DIV/0!"}}]
[null,"B høj n",{"$f":"'4.5 Beregning - Tariffer'!AC45","v":0},{"$f":"'4.5 Beregning - Tariffer'!AD45","v":0},{"$f":"'4.5 Beregning - Tariffer'!AE45","v":0},{"$f":"'4.5 Beregning - Tariffer'!AF45","v":0},null,null,null,null,null,{"$f":"IF('2.1 Valg - Forbrugstariffer'!$U$37=1,'4.3 Beregning - Abonnement'!K41,\"\")","v":""}]
[null,{"$f":"'3.2 Input - Forbrug og prod.'!$C$29","v":"B lav"},{"$f":"'4.5 Beregning - Tariffer'!AG45","v":{"$error":"#DIV/0!"}},{"$f":"'4.5 Beregning - Tariffer'!AH45","v":{"$error":"#DIV/0!"}},{"$f":"'4.5 Beregning - Tariffer'!AI45","v":{"$error":"#DIV/0!"}},{"$f":"'4.5 Beregning - Tariffer'!AJ45","v":{"$error":"#DIV/0!"}},null,null,null,null,{"$f":"IF(OR(AND('2.1 Valg - Forbrugstariffer'!$U$31=2,'2.1 Valg - Forbrugstariffer'!AH27>1),AND('2.1 Valg - Forbrugstariffer'!$U$31=3,'2.1 Valg - Forbrugstariffer'!AH28>1)),'4.3 Beregning - Abonnement'!L41,\"\")","v":{"$error":"#DIV/0!"}},{"$f":"IF(OR(AND('2.1 Valg - Forbrugstariffer'!$U$31=2,OR('2.1 Valg - Forbrugstariffer'!AH27=1,'2.1 Valg - Forbrugstariffer'!AH27=3)),AND('2.1 Valg - Forbrugstariffer'!$U$31=3,OR('2.1 Valg - Forbrugstariffer'!AH28=1,'2.1 Valg - Forbrugstariffer'!AH28=3))),'4.3 Beregning - Abonnement'!M41,\"\")","v":{"$error":"#DIV/0!"}}]
[null,{"$f":"'3.2 Input - Forbrug og prod.'!$C$30","v":""},{"$f":"'4.5 Beregning - Tariffer'!AK45","v":0},{"$f":"'4.5 Beregning - Tariffer'!AL45","v":0},{"$f":"'4.5 Beregning - Tariffer'!AM45","v":0},{"$f":"'4.5 Beregning - Tariffer'!AN45","v":0},null,null,null,null,null,{"$f":"IF(OR('2.1 Valg - Forbrugstariffer'!$U$36=1,'2.1 Valg - Forbrugstariffer'!$U$38=1),'4.3 Beregning - Abonnement'!N41,\"\")","v":""}]
[]
[null,{"$f":"'3.2 Input - Forbrug og prod.'!$C$32","v":"C"},{"$f":"'4.5 Beregning - Tariffer'!AP45","v":{"$error":"#DIV/0!"}},null,null,null,{"$f":"'4.5 Beregning - Tariffer'!AQ45","v":{"$error":"#DIV/0!"}},{"$f":"'4.5 Beregning - Tariffer'!AR45","v":{"$error":"#DIV/0!"}},null,null,{"$f":"IF(AND('2.1 Valg - Forbrugstariffer'!U44=2,'2.1 Valg - Forbrugstariffer'!AH35>1),'4.3 Beregning - Abonnement'!P41,\"\")","v":{"$error":"#DIV/0!"}},{"$f":"IF(AND('2.1 Valg - Forbrugstariffer'!U44=2,OR('2.1 Valg - Forbrugstariffer'!AH35=1,'2.1 Valg - Forbrugstariffer'!AH35=3)),'4.3 Beregning - Abonnement'!Q41,\"\")","v":{"$error":"#DIV/0!"}}]
[]
[]
[null,"Tabel: K.5.2.7","Tarif for buttoleveret el, øre/kWh"]
[null,null,"Enhedstarif/gns","Tidsdifferentieret"]
[null,null,null,"Spids","Høj","Lav","Spids-C","Normal-C","Total"]
[null,{"$f":"'3.2 Input - Forbrug og prod.'!$C$22","v":"A høj"},{"$f":"'4.5 Beregning - Tariffer'!BQ45","v":{"$error":"#DIV/0!"}},{"$f":"'4.5 Beregning - Tariffer'!BR45","v":{"$error":"#DIV/0!"}},{"$f":"'4.5 Beregning - Tariffer'!BS45","v":{"$error":"#DIV/0!"}},{"$f":"'4.5 Beregning - Tariffer'!BT45","v":{"$error":"#DIV/0!"}}]
[null,{"$f":"'3.2 Input - Forbrug og prod.'!$C$24","v":"A lav"},{"$f":"'4.5 Beregning - Tariffer'!BU45","v":{"$error":"#DIV/0!"}},{"$f":"'4.5 Beregning - Tariffer'!BV45","v":{"$error":"#DIV/0!"}},{"$f":"'4.5 Beregning - Tariffer'!BW45","v":{"$error":"#DIV/0!"}},{"$f":"'4.5 Beregning - Tariffer'!BX45","v":{"$error":"#DIV/0!"}}]
[]
[null,{"$f":"'3.2 Input - Forbrug og prod.'!$C$27","v":"B høj"},{"$f":"'4.5 Beregning - Tariffer'!BZ45","v":{"$error":"#DIV/0!"}},{"$f":"'4.5 Beregning - Tariffer'!CA45","v":{"$error":"#DIV/0!"}},{"$f":"'4.5 Beregning - Tariffer'!CB45","v":{"$error":"#DIV/0!"}},{"$f":"'4.5 Beregning - Tariffer'!CC45","v":{"$error":"#DIV/0!"}}]
[null,{"$f":"'3.2 Input - Forbrug og prod.'!$C$29","v":"B lav"},{"$f":"'4.5 Beregning - Tariffer'!CD45","v":{"$error":"#DIV/0!"}},{"$f":"'4.5 Beregning - Tariffer'!CE45","v":{"$error":"#DIV/0!"}},{"$f":"'4.5 Beregning - Tariffer'!CF45","v":{"$error":"#DIV/0!"}},{"$f":"'4.5 Beregning - Tariffer'!CG45","v":{"$error":"#DIV/0!"}}]
[]
[null,{"$f":"'3.2 Input - Forbrug og prod.'!$C$32","v":"C"},{"$f":"'4.5 Beregning - Tariffer'!CI45","v":{"$error":"#DIV/0!"}},null,null,null,{"$f":"'4.5 Beregning - Tariffer'!CJ45","v":{"$error":"#DIV/0!"}},{"$f":"'4.5 Beregning - Tariffer'!CK45","v":{"$error":"#DIV/0!"}}]
[]
[]
[null,"Tabel: K.5.2.8","Tarif for egetforbrug, øre/kWh"]
[null,null,null,"Tidsdifferentieret"]
[null,null,"Enhedstarif/gns","Spids","Høj","Lav","Spids-C","Normal-C","Total"]
[null,{"$f":"'3.2 Input - Forbrug og prod.'!$C$22","v":"A høj"},{"$f":"'4.5 Beregning - Tariffer'!AU45","v":{"$error":"#DIV/0!"}},{"$f":"'4.5 Beregning - Tariffer'!AV45","v":{"$error":"#DIV/0!"}},{"$f":"'4.5 Beregning - Tariffer'!AW45","v":{"$error":"#DIV/0!"}},{"$f":"'4.5 Beregning - Tariffer'!AX45","v":{"$error":"#DIV/0!"}}]
[null,{"$f":"'3.2 Input - Forbrug og prod.'!$C$24","v":"A lav"},{"$f":"'4.5 Beregning - Tariffer'!AY45","v":{"$error":"#DIV/0!"}},{"$f":"'4.5 Beregning - Tariffer'!AZ45","v":{"$error":"#DIV/0!"}},{"$f":"'4.5 Beregning - Tariffer'!BA45","v":{"$error":"#DIV/0!"}},{"$f":"'4.5 Beregning - Tariffer'!BB45","v":{"$error":"#DIV/0!"}}]
[]
[null,{"$f":"'3.2 Input - Forbrug og prod.'!$C$27","v":"B høj"},{"$f":"'4.5 Beregning - Tariffer'!BD45","v":{"$error":"#DIV/0!"}},{"$f":"'4.5 Beregning - Tariffer'!BE45","v":{"$error":"#DIV/0!"}},{"$f":"'4.5 Beregning - Tariffer'!BF45","v":{"$error":"#DIV/0!"}},{"$f":"'4.5 Beregning - Tariffer'!BG45","v":{"$error":"#DIV/0!"}}]
[null,{"$f":"'3.2 Input - Forbrug og prod.'!$C$29","v":"B lav"},{"$f":"'4.5 Beregning - Tariffer'!BH45","v":{"$error":"#DIV/0!"}},{"$f":"'4.5 Beregning - Tariffer'!BI45","v":{"$error":"#DIV/0!"}},{"$f":"'4.5 Beregning - Tariffer'!BJ45","v":{"$error":"#DIV/0!"}},{"$f":"'4.5 Beregning - Tariffer'!BK45","v":{"$error":"#DIV/0!"}}]
[]
[null,{"$f":"'3.2 Input - Forbrug og prod.'!$C$32","v":"C"},{"$f":"'4.5 Beregning - Tariffer'!BM45","v":{"$error":"#DIV/0!"}},null,null,null,{"$f":"'4.5 Beregning - Tariffer'!BN45","v":{"$error":"#DIV/0!"}},{"$f":"'4.5 Beregning - Tariffer'!BO45","v":{"$error":"#DIV/0!"}}]
[]
[]
[null,"Tabel: K.5.2.9","Abonnement ved egenproduktion, kr.",null,null,null,null,null,"Abonnement for produktionsmålere (time), kr.",null,null,null,null,null,"Abon. for produktionsmålere (skabelon), kr.",null,null,null,null,null,"Abon. produktion, kr.",null,null,"Egenprod. og produktion, i alt"]
[null,null,"Målere, egenproduktion",null,null,null,null,null,"Produktionsmålere (timeafregnet)",null,null,null,null,null,"Produktionsmålere (skabelonafregnet)",null,null,null,null,null,"Producenter"]
[null,null,"Afr. grp 1","Afr. grp 2","Afr. grp 4","Afr. grp 5","Afr. grp 6","Total","Afr. grp 1","Afr. grp 2","Afr. grp 4","Afr. grp 5","Afr. grp 6","Total","Afr. grp 1","Afr. grp 2","Afr. grp 4","Afr. grp 5","Afr. grp 6","Total","Kraft-værker","Vind-møller","Total"]
[null,{"$f":"'3.2 Input - Forbrug og prod.'!$C$22","v":"A høj"},{"$f":"IF('2.2 Valg - Egenproducenter'!V50=1,'4.3 Beregning - Abonnement'!S41,\"\")","v":""},{"$f":"IF('2.2 Valg - Egenproducenter'!W50=1,'4.3 Beregning - Abonnement'!T41,\"\")","v":""},{"$f":"IF('2.2 Valg - Egenproducenter'!X50=1,'4.3 Beregning - Abonnement'!U41,\"\")","v":""},{"$f":"IF('2.2 Valg - Egenproducenter'!Y50=1,'4.3 Beregning - Abonnement'!V41,\"\")","v":""},{"$f":"IF('2.2 Valg - Egenproducenter'!Z50=1,'4.3 Beregning - Abonnement'!W41,\"\")","v":""},null,{"$f":"IF('2.2 Valg - Egenproducenter'!V51=1,'4.3 Beregning - Abonnement'!AW41,\"\")","v":""},{"$f":"IF('2.2 Valg - Egenproducenter'!W51=1,'4.3 Beregning - Abonnement'!AX41,\"\")","v":""},{"$f":"IF('2.2 Valg - Egenproducenter'!X51=1,'4.3 Beregning - Abonnement'!AY41,\"\")","v":""},{"$f":"IF('2.2 Valg - Egenproducenter'!Y51=1,'4.3 Beregning - Abonnement'!AZ41,\"\")","v":""},{"$f":"IF('2.2 Valg - Egenproducenter'!Z51=1,'4.3 Beregning - Abonnement'!BA41,\"\")","v":""},null,null,null,{"$f":"IF('2.2 Valg - Egenproducenter'!X52=1,'4.3 Beregning - Abonnement'!CC41,\"\")","v":""},{"$f":"IF('2.2 Valg - Egenproducenter'!Y52=1,'4.3 Beregning - Abonnement'!CD41,\"\")","v":""},null,null,{"$f":"IF('2.3 Valg - Produktionsabon.'!R$30=1,'4.3 Beregning - Abonnement'!DE41,\"\")","v":""},{"$f":"IF('2.3 Valg - Produktionsabon.'!S$30=1,'4.3 Beregning - Abonnement'!DF41,\"\")","v":""}]
[null,{"$f":"'3.2 Input - Forbrug og prod.'!$C$24","v":"A lav"},{"$f":"IF(OR('2.2 Valg - Egenproducenter'!V47=1,'2.2 Valg - Egenproducenter'!V53=1),'4.3 Beregning - Abonnement'!Y41,\"\")","v":""},{"$f":"IF(OR('2.2 Valg - Egenproducenter'!W47=1,'2.2 Valg - Egenproducenter'!W53=1),'4.3 Beregning - Abonnement'!Z41,\"\")","v":""},{"$f":"IF(OR('2.2 Valg - Egenproducenter'!X47=1,'2.2 Valg - Egenproducenter'!X53=1),'4.3 Beregning - Abonnement'!AA41,\"\")","v":""},{"$f":"IF(OR('2.2 Valg - Egenproducenter'!Y47=1,'2.2 Valg - Egenproducenter'!Y53=1),'4.3 Beregning - Abonnement'!AB41,\"\")","v":""},{"$f":"IF(OR('2.2 Valg - Egenproducenter'!Z47=1,'2.2 Valg - Egenproducenter'!Z53=1),'4.3 Beregning - Abonnement'!AC41,\"\")","v":""},null,{"$f":"IF(OR('2.2 Valg - Egenproducenter'!V48=1,'2.2 Valg - Egenproducenter'!V54=1),'4.3 Beregning - Abonnement'!BC41,\"\")","v":""},{"$f":"IF(OR('2.2 Valg - Egenproducenter'!W48=1,'2.2 Valg - Egenproducenter'!W54=1),'4.3 Beregning - Abonnement'!BD41,\"\")","v":""},{"$f":"IF(OR('2.2 Valg - Egenproducenter'!X48=1,'2.2 Valg - Egenproducenter'!X54=1),'4.3 Beregning - Abonnement'!BE41,\"\")","v":""},{"$f":"IF(OR('2.2 Valg - Egenproducenter'!Y48=1,'2.2 Valg - Egenproducenter'!Y54=1),'4.3 Beregning - Abonnement'!BF41,\"\")","v":""},{"$f":"IF(OR('2.2 Valg - Egenproducenter'!Z48=1,'2.2 Valg - Egenproducenter'!Z54=1),'4.3 Beregning - Abonnement'!BG41,\"\")","v":""},null,null,null,{"$f":"IF(OR('2.2 Valg - Egenproducenter'!X49=1,'2.2 Valg - Egenproducenter'!X55=1),'4.3 Beregning - Abonnement'!CI41,\"\")","v":""},{"$f":"IF(OR('2.2 Valg - Egenproducenter'!Y49=1,'2.2 Valg - Egenproducenter'!Y55=1),'4.3 Beregning - Abonnement'!CJ41,\"\")","v":""},null,null,{"$f":"IF(OR('2.3 Valg - Produktionsabon.'!R$29=1,'2.3 Valg - Produktionsabon.'!R$31=1),'4.3 Beregning - Abonnement'!DG41,\"\")","v":""},{"$f":"IF(OR('2.3 Valg - Produktionsabon.'!S$29=1,'2.3 Valg - Produktionsabon.'!S$31=1),'4.3 Beregning - Abonnement'!DH41,\"\")","v":""}]
[]
[null,{"$f":"'3.2 Input - Forbrug og prod.'!$C$27","v":"B høj"},{"$f":"IF('2.2 Valg - Egenproducenter'!V59=1,'4.3 Beregning - Abonnement'!AE41,\"\")","v":""},{"$f":"IF('2.2 Valg - Egenproducenter'!W59=1,'4.3 Beregning - Abonnement'!AF41,\"\")","v":""},{"$f":"IF('2.2 Valg - Egenproducenter'!X59=1,'4.3 Beregning - Abonnement'!AG41,\"\")","v":""},{"$f":"IF('2.2 Valg - Egenproducenter'!Y59=1,'4.3 Beregning - Abonnement'!AH41,\"\")","v":""},{"$f":"IF('2.2 Valg - Egenproducenter'!Z59=1,'4.3 Beregning - Abonnement'!AI41,\"\")","v":""},null,{"$f":"IF('2.2 Valg - Egenproducenter'!V60=1,'4.3 Beregning - Abonnement'!BI41,\"\")","v":""},{"$f":"IF('2.2 Valg - Egenproducenter'!W60=1,'4.3 Beregning - Abonnement'!BJ41,\"\")","v":""},{"$f":"IF('2.2 Valg - Egenproducenter'!X60=1,'4.3 Beregning - Abonnement'!BK41,\"\")","v":""},{"$f":"IF('2.2 Valg - Egenproducenter'!Y60=1,'4.3 Beregning - Abonnement'!BL41,\"\")","v":""},{"$f":"IF('2.2 Valg - Egenproducenter'!Z60=1,'4.3 Beregning - Abonnement'!BM41,\"\")","v":""},null,null,null,{"$f":"IF('2.2 Valg - Egenproducenter'!X61=1,'4.3 Beregning - Abonnement'!CO41,\"\")","v":""},{"$f":"IF('2.2 Valg - Egenproducenter'!Y61=1,'4.3 Beregning - Abonnement'!CP41,\"\")","v":""},null,null,{"$f":"IF('2.3 Valg - Produktionsabon.'!R$33=1,'4.3 Beregning - Abonnement'!DI41,\"\")","v":""},{"$f":"IF('2.3 Valg - Produktionsabon.'!S$33=1,'4.3 Beregning - Abonnement'!DJ41,\"\")","v":""}]
[null,{"$f":"'3.2 Input - Forbrug og prod.'!$C$29","v":"B lav"},{"$f":"IF(OR('2.2 Valg - Egenproducenter'!V56=1,'2.2 Valg - Egenproducenter'!V62=1),'4.3 Beregning - Abonnement'!AK41,\"\")","v":""},{"$f":"IF(OR('2.2 Valg - Egenproducenter'!W56=1,'2.2 Valg - Egenproducenter'!W62=1),'4.3 Beregning - Abonnement'!AL41,\"\")","v":""},{"$f":"IF(OR('2.2 Valg - Egenproducenter'!X56=1,'2.2 Valg - Egenproducenter'!X62=1),'4.3 Beregning - Abonnement'!AM41,\"\")","v":""},{"$f":"IF(OR('2.2 Valg - Egenproducenter'!Y56=1,'2.2 Valg - Egenproducenter'!Y62=1),'4.3 Beregning - Abonnement'!AN41,\"\")","v":""},{"$f":"IF(OR('2.2 Valg - Egenproducenter'!Z56=1,'2.2 Valg - Egenproducenter'!Z62=1),'4.3 Beregning - Abonnement'!AO41,\"\")","v":""},null,{"$f":"IF(OR('2.2 Valg - Egenproducenter'!V57=1,'2.2 Valg - Egenproducenter'!V63=1),'4.3 Beregning - Abonnement'!BO41,\"\")","v":""},{"$f":"IF(OR('2.2 Valg - Egenproducenter'!W57=1,'2.2 Valg - Egenproducenter'!W63=1),'4.3 Beregning - Abonnement'!BP41,\"\")","v":""},{"$f":"IF(OR('2.2 Valg - Egenproducenter'!X57=1,'2.2 Valg - Egenproducenter'!X63=1),'4.3 Beregning - Abonnement'!BQ41,\"\")","v":""},{"$f":"IF(OR('2.2 Valg - Egenproducenter'!Y57=1,'2.2 Valg - Egenproducenter'!Y63=1),'4.3 Beregning - Abonnement'!BR41,\"\")","v":""},{"$f":"IF(OR('2.2 Valg - Egenproducenter'!Z57=1,'2.2 Valg - Egenproducenter'!Z63=1),'4.3 Beregning - Abonnement'!BS41,\"\")","v":""},null,null,null,{"$f":"IF(OR('2.2 Valg - Egenproducenter'!X58=1,'2.2 Valg - Egenproducenter'!X64=1),'4.3 Beregning - Abonnement'!CU41,\"\")","v":""},{"$f":"IF(OR('2.2 Valg - Egenproducenter'!Y58=1,'2.2 Valg - Egenproducenter'!Y64=1),'4.3 Beregning - Abonnement'!CV41,\"\")","v":""},null,null,{"$f":"IF(OR('2.3 Valg - Produktionsabon.'!R$32=1,'2.3 Valg - Produktionsabon.'!R$34=1),'4.3 Beregning - Abonnement'!DK41,\"\")","v":""},{"$f":"IF(OR('2.3 Valg - Produktionsabon.'!S$32=1,'2.3 Valg - Produktionsabon.'!S$34=1),'4.3 Beregning - Abonnement'!DL41,\"\")","v":""}]
[]
[null,{"$f":"'3.2 Input - Forbrug og prod.'!$C$32","v":"C"},{"$f":"IF('2.2 Valg - Egenproducenter'!V65=1,'4.3 Beregning - Abonnement'!AQ41,\"\")","v":""},{"$f":"IF('2.2 Valg - Egenproducenter'!W65=1,'4.3 Beregning - Abonnement'!AR41,\"\")","v":""},{"$f":"IF('2.2 Valg - Egenproducenter'!X65=1,'4.3 Beregning - Abonnement'!AS41,\"\")","v":""},{"$f":"IF('2.2 Valg - Egenproducenter'!Y65=1,'4.3 Beregning - Abonnement'!AT41,\"\")","v":""},{"$f":"IF('2.2 Valg - Egenproducenter'!Z65=1,'4.3 Beregning - Abonnement'!AU41,\"\")","v":""},null,{"$f":"IF('2.2 Valg - Egenproducenter'!V66=1,'4.3 Beregning - Abonnement'!BU41,\"\")","v":""},{"$f":"IF('2.2 Valg - Egenproducenter'!W66=1,'4.3 Beregning - Abonnement'!BV41,\"\")","v":""},{"$f":"IF('2.2 Valg - Egenproducenter'!X66=1,'4.3 Beregning - Abonnement'!BW41,\"\")","v":""},{"$f":"IF('2.2 Valg - Egenproducenter'!Y66=1,'4.3 Beregning - Abonnement'!BX41,\"\")","v":""},{"$f":"IF('2.2 Valg - Egenproducenter'!Z66=1,'4.3 Beregning - Abonnement'!BY41,\"\")","v":""},null,null,null,{"$f":"IF('2.2 Valg - Egenproducenter'!X67=1,'4.3 Beregning - Abonnement'!DA41,\"\")","v":""},{"$f":"IF('2.2 Valg - Egenproducenter'!Y67=1,'4.3 Beregning - Abonnement'!DB41,\"\")","v":""},{"$f":"IF('2.2 Valg - Egenproducenter'!Z67=1,'4.3 Beregning - Abonnement'!DC41,\"\")","v":""},null,{"$f":"IF('2.3 Valg - Produktionsabon.'!R$35=1,'4.3 Beregning - Abonnement'!DM41,\"\")","v":""},{"$f":"IF('2.3 Valg - Produktionsabon.'!S$35=1,'4.3 Beregning - Abonnement'!DN41,\"\")","v":""}]
[]
[]
[]
[null,"B. Forbrug og produktinon - mængder (MWh og antal målere)"]
[]
[null,"Tabel: K.5.2.10","MWh, forbrug",null,null,null,null,null,null,null,"Antal målere"]
[null,null,"Enhedstarif/gns","Tidsdifferentieret"]
[null,null,null,"Spids","Høj","Lav","Spids-C","Normal-C","Total",null,"Skabelon","Time"]
[null,{"$f":"'3.2 Input - Forbrug og prod.'!$C$21","v":""},{"$f":"'3.2 Input - Forbrug og prod.'!D21","v":0},{"$f":"$C111*'9.1 Tidsdiff. - Oversigt'!C$12","v":0},{"$f":"$C111*'9.1 Tidsdiff. - Oversigt'!D$12","v":0},{"$f":"$C111*'9.1 Tidsdiff. - Oversigt'!E$12","v":0},null,null,{"$f":"SUM(D111:H111)","v":0},null,null,{"$f":"'3.2 Input - Forbrug og prod.'!F21","v":0}]
[null,{"$f":"'3.2 Input - Forbrug og prod.'!$C$22","v":"A høj"},{"$f":"'3.2 Input - Forbrug og prod.'!D22","v":0},{"$f":"$C112*'9.1 Tidsdiff. - Oversigt'!C$12","v":0},{"$f":"$C112*'9.1 Tidsdiff. - Oversigt'!D$12","v":0},{"$f":"$C112*'9.1 Tidsdiff. - Oversigt'!E$12","v":0},null,null,{"$f":"SUM(D112:H112)","v":0},null,null,{"$f":"'3.2 Input - Forbrug og prod.'!F22","v":0}]
[null,{"$f":"'3.2 Input - Forbrug og prod.'!$C$23","v":""},{"$f":"'3.2 Input - Forbrug og prod.'!D23","v":0},{"$f":"$C113*'9.1 Tidsdiff. - Oversigt'!C$12","v":0},{"$f":"$C113*'9.1 Tidsdiff. - Oversigt'!D$12","v":0},{"$f":"$C113*'9.1 Tidsdiff. - Oversigt'!E$12","v":0},null,null,{"$f":"'3.2 Input - Forbrug og prod.'!F23","v":0},null,null,{"$f":"'3.2 Input - Forbrug og prod.'!F23","v":0}]
[null,{"$f":"'3.2 Input - Forbrug og prod.'!$C$24","v":"A lav"},{"$f":"'3.2 Input - Forbrug og prod.'!D24","v":0},{"$f":"$C114*'9.1 Tidsdiff. - Oversigt'!C$12","v":0},{"$f":"$C114*'9.1 Tidsdiff. - Oversigt'!D$12","v":0},{"$f":"$C114*'9.1 Tidsdiff. - Oversigt'!E$12","v":0},null,null,{"$f":"SUM(D114:H114)","v":0},null,null,{"$f":"'3.2 Input - Forbrug og prod.'!F24","v":0}]
[null,{"$f":"'3.2 Input - Forbrug og prod.'!$C$25","v":""},{"$f":"'3.2 Input - Forbrug og prod.'!D25","v":0},{"$f":"$C115*'9.1 Tidsdiff. - Oversigt'!C$12","v":0},{"$f":"$C115*'9.1 Tidsdiff. - Oversigt'!D$12","v":0},{"$f":"$C115*'9.1 Tidsdiff. - Oversigt'!E$12","v":0},null,null,{"$f":"SUM(D115:H115)","v":0},null,null,{"$f":"'3.2 Input - Forbrug og prod.'!F25","v":0}]
[null,{"$f":"'3.2 Input - Forbrug og prod.'!$C$26","v":"A total"},{"$f":"SUM(C111:C115)","v":0},{"$f":"SUM(D111:D115)","v":0},0,0,0,0,0,null,null,{"$f":"SUM(L111:L115)","v":0}]
[null,{"$f":"'3.2 Input - Forbrug og prod.'!$C$27","v":"B høj"},{"$f":"'3.2 Input - Forbrug og prod.'!D27","v":0},{"$f":"$C117*'9.1 Tidsdiff. - Oversigt'!C$13","v":0},{"$f":"$C117*'9.1 Tidsdiff. - Oversigt'!D$13","v":0},{"$f":"$C117*'9.1 Tidsdiff. - Oversigt'!E$13","v":0},null,null,{"$f":"SUM(D117:H117)","v":0},null,null,{"$f":"'3.2 Input - Forbrug og prod.'!F27","v":0}]
[null,"B høj n",{"$f":"'3.2 Input - Forbrug og prod.'!D28","v":0},{"$f":"$C118*'9.1 Tidsdiff. - Oversigt'!C$13","v":0},{"$f":"$C118*'9.1 Tidsdiff. - Oversigt'!D$13","v":0},{"$f":"$C118*'9.1 Tidsdiff. - Oversigt'!E$13","v":0},null,null,{"$f":"SUM(D118:H118)","v":0},null,null,{"$f":"'3.2 Input - Forbrug og prod.'!F28","v":0}]
[null,{"$f":"'3.2 Input - Forbrug og prod.'!$C$29","v":"B lav"},{"$f":"'3.2 Input - Forbrug og prod.'!D29","v":0},{"$f":"$C119*'9.1 Tidsdiff. - Oversigt'!C$13","v":0},{"$f":"$C119*'9.1 Tidsdiff. - Oversigt'!D$13","v":0},{"$f":"$C119*'9.1 Tidsdiff. - Oversigt'!E$13","v":0},null,null,{"$f":"SUM(D119:H119)","v":0},null,{"$f":"'3.2 Input - Forbrug og prod.'!E29","v":0},{"$f":"'3.2 Input - Forbrug og prod.'!F29","v":0}]
[null,{"$f":"'3.2 Input - Forbrug og prod.'!$C$30","v":""},{"$f":"'3.2 Input - Forbrug og prod.'!D30","v":0},{"$f":"$C120*'9.1 Tidsdiff. - Oversigt'!C$13","v":0},{"$f":"$C120*'9.1 Tidsdiff. - Oversigt'!D$13","v":0},{"$f":"$C120*'9.1 Tidsdiff. - Oversigt'!E$13","v":0},null,null,{"$f":"SUM(D120:H120)","v":0},null,null,{"$f":"'3.2 Input - Forbrug og prod.'!F30","v":0}]
[null,{"$f":"'3.2 Input - Forbrug og prod.'!$C$31","v":"B total"},{"$f":"SUM(C117:C120)","v":0},{"$f":"SUM(D117:D120)","v":0},0,0,0,0,0,null,{"$f":"SUM(K117:K120)","v":0},0]
[null,{"$f":"'3.2 Input - Forbrug og prod.'!$C$32","v":"C"},{"$f":"'3.2 Input - Forbrug og prod.'!D32","v":0},null,null,null,{"$f":"$C122*'9.1 Tidsdiff. - Oversigt'!G$14","v":0},{"$f":"$C122*'9.1 Tidsdiff. - Oversigt'!H$14","v":0},{"$f":"SUM(D122:H122)","v":0},null,{"$f":"'3.2 Input - Forbrug og prod.'!E32","v":0},{"$f":"'3.2 Input - Forbrug og prod.'!F32","v":0}]
[]
[]
[null,"Tabel: K.5.2.11","MWh, bruttoforbrug"]
[null,null,null,"Tidsdifferentieret"]
[null,null,null,"Spids","Høj","Lav","Spids-C","Normal-C","Total"]
[null,{"$f":"'3.2 Input - Forbrug og prod.'!$C$22","v":"A høj"},{"$f":"'3.2 Input - Forbrug og prod.'!D41","v":0},{"$f":"$C128*'9.1 Tidsdiff. - Oversigt'!C$12","v":0},{"$f":"$C128*'9.1 Tidsdiff. - Oversigt'!D$12","v":0},{"$f":"$C128*'9.1 Tidsdiff. - Oversigt'!E$12","v":0},null,null,{"$f":"SUM(D128:H128)","v":0}]
[null,{"$f":"'3.2 Input - Forbrug og prod.'!$C$24","v":"A lav"},{"$f":"'3.2 Input - Forbrug og prod.'!D42","v":0},{"$f":"$C129*'9.1 Tidsdiff. - Oversigt'!C$12","v":0},{"$f":"$C129*'9.1 Tidsdiff. - Oversigt'!D$12","v":0},{"$f":"$C129*'9.1 Tidsdiff. - Oversigt'!E$12","v":0},null,null,{"$f":"SUM(D129:H129)","v":0}]
[null,{"$f":"'3.2 Input - Forbrug og prod.'!$C$26","v":"A total"},{"$f":"C128+C129","v":0},{"$f":"D128+D129","v":0},0,0,null,null,0]
[null,{"$f":"'3.2 Input - Forbrug og prod.'!$C$27","v":"B høj"},{"$f":"'3.2 Input - Forbrug og prod.'!D44","v":0},{"$f":"$C131*'9.1 Tidsdiff. - Oversigt'!C$13","v":0},{"$f":"$C131*'9.1 Tidsdiff. - Oversigt'!D$13","v":0},{"$f":"$C131*'9.1 Tidsdiff. - Oversigt'!E$13","v":0},null,null,0]
[null,{"$f":"'3.2 Input - Forbrug og prod.'!$C$29","v":"B lav"},{"$f":"'3.2 Input - Forbrug og prod.'!D45","v":0},{"$f":"$C132*'9.1 Tidsdiff. - Oversigt'!C$13","v":0},{"$f":"$C132*'9.1 Tidsdiff. - Oversigt'!D$13","v":0},{"$f":"$C132*'9.1 Tidsdiff. - Oversigt'!E$13","v":0},null,null,0]
[null,{"$f":"'3.2 Input - Forbrug og prod.'!$C$31","v":"B total"},{"$f":"C131+C132","v":0},{"$f":"D131+D132","v":0},0,0,null,null,0]
[null,{"$f":"'3.2 Input - Forbrug og prod.'!$C$32","v":"C"},{"$f":"'3.2 Input - Forbrug og prod.'!D47","v":0},null,null,null,{"$f":"$C134*'9.1 Tidsdiff. - Oversigt'!G$14","v":0},{"$f":"$C134*'9.1 Tidsdiff. - Oversigt'!H$14","v":0},0]
[]
[]
[null,"Tabel: K.5.2.12","MWh, egetfrobrug"]
[null,null,null,"Tidsdifferentieret"]
[null,null,"Enhedstarif/gns","Spids","Høj","Lav","Spids-C","Normal-C","Total"]
[null,{"$f":"'3.2 Input - Forbrug og prod.'!$C$22","v":"A høj"},{"$f":"'3.2 Input - Forbrug og prod.'!E41","v":0},{"$f":"$C140*'9.1 Tidsdiff. - Oversigt'!C$12","v":0},{"$f":"$C140*'9.1 Tidsdiff. - Oversigt'!D$12","v":0},{"$f":"$C140*'9.1 Tidsdiff. - Oversigt'!E$12","v":0},null,null,{"$f":"SUM(D140:H140)","v":0}]
[null,{"$f":"'3.2 Input - Forbrug og prod.'!$C$24","v":"A lav"},{"$f":"'3.2 Input - Forbrug og prod.'!E42","v":0},{"$f":"$C141*'9.1 Tidsdiff. - Oversigt'!C$12","v":0},{"$f":"$C141*'9.1 Tidsdiff. - Oversigt'!D$12","v":0},{"$f":"$C141*'9.1 Tidsdiff. - Oversigt'!E$12","v":0},null,null,0]
[null,{"$f":"'3.2 Input - Forbrug og prod.'!$C$26","v":"A total"},{"$f":"C140+C141","v":0},{"$f":"D140+D141","v":0},{"$f":"E140+E141","v":0},{"$f":"F140+F141","v":0},null,null,0]
[null,{"$f":"'3.2 Input - Forbrug og prod.'!$C$27","v":"B høj"},{"$f":"'3.2 Input - Forbrug og prod.'!E44","v":0},{"$f":"$C143*'9.1 Tidsdiff. - Oversigt'!C$13","v":0},{"$f":"$C143*'9.1 Tidsdiff. - Oversigt'!D$13","v":0},{"$f":"$C143*'9.1 Tidsdiff. - Oversigt'!E$13","v":0},null,null,0]
[null,{"$f":"'3.2 Input - Forbrug og prod.'!$C$29","v":"B lav"},{"$f":"'3.2 Input - Forbrug og prod.'!E45","v":0},{"$f":"$C144*'9.1 Tidsdiff. - Oversigt'!C$13","v":0},{"$f":"$C144*'9.1 Tidsdiff. - Oversigt'!D$13","v":0},{"$f":"$C144*'9.1 Tidsdiff. - Oversigt'!E$13","v":0},null,null,0]
[null,null,null,null,null,null,null,null,0]
[null,{"$f":"'3.2 Input - Forbrug og prod.'!$C$32","v":"C"},{"$f":"'3.2 Input - Forbrug og prod.'!E47","v":0},null,null,null,{"$f":"$C146*'9.1 Tidsdiff. - Oversigt'!G$14","v":0},{"$f":"$C146*'9.1 Tidsdiff. - Oversigt'!H$14","v":0},0]
[]
[]
[null,"Tabel: K.5.2.13","Antal",null,null,null,null,null,"Antal",null,null,null,null,null,"Antal",null,null,null,null,null,"Antal",null,null,"Antal prod.målere, i alt"]
[null,null,"Målere, egenproduktion",null,null,null,null,null,"Produktionsmålere (timeafregnet)",null,null,null,null,null,"Produktionsmålere (skabelonafregnet)",null,null,null,null,null,"Producenter"]
[null,null,"Afr. grp 1","Afr. grp 2","Afr. grp 4","Afr. grp 5","Afr. grp 6","Total","Afr. grp 1","Afr. grp 2","Afr. grp 4","Afr. grp 5","Afr. grp 6","Total","Afr. grp 1","Afr. grp 2","Afr. grp 4","Afr. grp 5","Afr. grp 6","Total","Kraft-værker","Vind-møller","Total"]
[null,{"$f":"'3.2 Input - Forbrug og prod.'!$C$22","v":"A høj"},{"$f":"'3.2 Input - Forbrug og prod.'!H41","v":0},{"$f":"'3.2 Input - Forbrug og prod.'!I41","v":0},{"$f":"'3.2 Input - Forbrug og prod.'!J41","v":0},{"$f":"'3.2 Input - Forbrug og prod.'!K41","v":0},{"$f":"'3.2 Input - Forbrug og prod.'!L41","v":0},{"$f":"SUM(C152:G152)","v":0},{"$f":"'3.2 Input - Forbrug og prod.'!N41","v":0},{"$f":"'3.2 Input - Forbrug og prod.'!O41","v":0},{"$f":"'3.2 Input - Forbrug og prod.'!P41","v":0},{"$f":"'3.2 Input - Forbrug og prod.'!Q41","v":0},{"$f":"'3.2 Input - Forbrug og prod.'!R41","v":0},{"$f":"SUM(I152:M152)","v":0},{"$f":"'3.2 Input - Forbrug og prod.'!T41","v":0},{"$f":"'3.2 Input - Forbrug og prod.'!U41","v":0},{"$f":"'3.2 Input - Forbrug og prod.'!V41","v":0},{"$f":"'3.2 Input - Forbrug og prod.'!W41","v":0},{"$f":"'3.2 Input - Forbrug og prod.'!X41","v":0},{"$f":"SUM(O152:S152)","v":0},{"$f":"'3.2 Input - Forbrug og prod.'!Z41","v":0},{"$f":"'3.2 Input - Forbrug og prod.'!AA41","v":0},{"$f":"'3.2 Input - Forbrug og prod.'!AB41","v":0},{"$f":"H152+N152+T152+W152","v":0}]
[null,{"$f":"'3.2 Input - Forbrug og prod.'!$C$24","v":"A lav"},{"$f":"'3.2 Input - Forbrug og prod.'!H42","v":0},{"$f":"'3.2 Input - Forbrug og prod.'!I42","v":0},{"$f":"'3.2 Input - Forbrug og prod.'!J42","v":0},{"$f":"'3.2 Input - Forbrug og prod.'!K42","v":0},{"$f":"'3.2 Input - Forbrug og prod.'!L42","v":0},0,{"$f":"'3.2 Input - Forbrug og prod.'!N42","v":0},{"$f":"'3.2 Input - Forbrug og prod.'!O42","v":0},{"$f":"'3.2 Input - Forbrug og prod.'!P42","v":0},{"$f":"'3.2 Input - Forbrug og prod.'!Q42","v":0},{"$f":"'3.2 Input - Forbrug og prod.'!R42","v":0},0,{"$f":"'3.2 Input - Forbrug og prod.'!T42","v":0},{"$f":"'3.2 Input - Forbrug og prod.'!U42","v":0},{"$f":"'3.2 Input - Forbrug og prod.'!V42","v":0},{"$f":"'3.2 Input - Forbrug og prod.'!W42","v":0},{"$f":"'3.2 Input - Forbrug og prod.'!X42","v":0},0,{"$f":"'3.2 Input - Forbrug og prod.'!Z42","v":0},{"$f":"'3.2 Input - Forbrug og prod.'!AA42","v":0},{"$f":"'3.2 Input - Forbrug og prod.'!AB42","v":0},{"$f":"H153+N153+T153+W153","v":0}]
[null,{"$f":"'3.2 Input - Forbrug og prod.'!$C$26","v":"A total"},{"$f":"C152+C153","v":0},{"$f":"D152+D153","v":0},0,0,0,0,{"$f":"I152+I153","v":0},{"$f":"J152+J153","v":0},{"$f":"K152+K153","v":0},{"$f":"L152+L153","v":0},{"$f":"M152+M153","v":0},0,{"$f":"O152+O153","v":0},{"$f":"P152+P153","v":0},{"$f":"Q152+Q153","v":0},{"$f":"R152+R153","v":0},{"$f":"S152+S153","v":0},0,{"$f":"U152+U153","v":0},{"$f":"V152+V153","v":0},{"$f":"SUM(R154:V154)","v":0},{"$f":"H154+N154+T154+W154","v":0}]
[null,{"$f":"'3.2 Input - Forbrug og prod.'!$C$27","v":"B høj"},{"$f":"'3.2 Input - Forbrug og prod.'!H44","v":0},{"$f":"'3.2 Input - Forbrug og prod.'!I44","v":0},{"$f":"'3.2 Input - Forbrug og prod.'!J44","v":0},{"$f":"'3.2 Input - Forbrug og prod.'!K44","v":0},{"$f":"'3.2 Input - Forbrug og prod.'!L44","v":0},0,{"$f":"'3.2 Input - Forbrug og prod.'!N44","v":0},{"$f":"'3.2 Input - Forbrug og prod.'!O44","v":0},{"$f":"'3.2 Input - Forbrug og prod.'!P44","v":0},{"$f":"'3.2 Input - Forbrug og prod.'!Q44","v":0},{"$f":"'3.2 Input - Forbrug og prod.'!R44","v":0},0,{"$f":"'3.2 Input - Forbrug og prod.'!T44","v":0},{"$f":"'3.2 Input - Forbrug og prod.'!U44","v":0},{"$f":"'3.2 Input - Forbrug og prod.'!V44","v":0},{"$f":"'3.2 Input - Forbrug og prod.'!W44","v":0},{"$f":"'3.2 Input - Forbrug og prod.'!X44","v":0},0,{"$f":"'3.2 Input - Forbrug og prod.'!Z44","v":0},{"$f":"'3.2 Input - Forbrug og prod.'!AA44","v":0},{"$f":"'3.2 Input - Forbrug og prod.'!AB44","v":0},0]
[null,{"$f":"'3.2 Input - Forbrug og prod.'!$C$29","v":"B lav"},{"$f":"'3.2 Input - Forbrug og prod.'!H45","v":0},{"$f":"'3.2 Input - Forbrug og prod.'!I45","v":0},{"$f":"'3.2 Input - Forbrug og prod.'!J45","v":0},{"$f":"'3.2 Input - Forbrug og prod.'!K45","v":0},{"$f":"'3.2 Input - Forbrug og prod.'!L45","v":0},0,{"$f":"'3.2 Input - Forbrug og prod.'!N45","v":0},{"$f":"'3.2 Input - Forbrug og prod.'!O45","v":0},{"$f":"'3.2 Input - Forbrug og prod.'!P45","v":0},{"$f":"'3.2 Input - Forbrug og prod.'!Q45","v":0},{"$f":"'3.2 Input - Forbrug og prod.'!R45","v":0},0,{"$f":"'3.2 Input - Forbrug og prod.'!T45","v":0},{"$f":"'3.2 Input - Forbrug og prod.'!U45","v":0},{"$f":"'3.2 Input - Forbrug og prod.'!V45","v":0},{"$f":"'3.2 Input - Forbrug og prod.'!W45","v":0},{"$f":"'3.2 Input - Forbrug og prod.'!X45","v":0},0,{"$f":"'3.2 Input - Forbrug og prod.'!Z45","v":0},{"$f":"'3.2 Input - Forbrug og prod.'!AA45","v":0},{"$f":"'3.2 Input - Forbrug og prod.'!AB45","v":0},0]
[null,{"$f":"'3.2 Input - Forbrug og prod.'!$C$31","v":"B total"},{"$f":"C155+C156","v":0},{"$f":"D155+D156","v":0},0,0,0,0,{"$f":"I155+I156","v":0},{"$f":"J155+J156","v":0},{"$f":"K155+K156","v":0},{"$f":"L155+L156","v":0},{"$f":"M155+M156","v":0},0,{"$f":"O155+O156","v":0},{"$f":"P155+P156","v":0},{"$f":"Q155+Q156","v":0},{"$f":"R155+R156","v":0},{"$f":"S155+S156","v":0},0,{"$f":"U155+U156","v":0},{"$f":"V155+V156","v":0},{"$f":"SUM(R157:V157)","v":0},0]
[null,{"$f":"'3.2 Input - Forbrug og prod.'!$C$32","v":"C"},{"$f":"'3.2 Input - Forbrug og prod.'!H47","v":0},{"$f":"'3.2 Input - Forbrug og prod.'!I47","v":0},{"$f":"'3.2 Input - Forbrug og prod.'!J47","v":0},{"$f":"'3.2 Input - Forbrug og prod.'!K47","v":0},{"$f":"'3.2 Input - Forbrug og prod.'!L47","v":0},0,{"$f":"'3.2 Input - Forbrug og prod.'!N47","v":0},{"$f":"'3.2 Input - Forbrug og prod.'!O47","v":0},{"$f":"'3.2 Input - Forbrug og prod.'!P47","v":0},{"$f":"'3.2 Input - Forbrug og prod.'!Q47","v":0},{"$f":"'3.2 Input - Forbrug og prod.'!R47","v":0},0,{"$f":"'3.2 Input - Forbrug og prod.'!T47","v":0},{"$f":"'3.2 Input - Forbrug og prod.'!U47","v":0},{"$f":"'3.2 Input - Forbrug og prod.'!V47","v":0},{"$f":"'3.2 Input - Forbrug og prod.'!W47","v":0},{"$f":"'3.2 Input - Forbrug og prod.'!X47","v":0},0,{"$f":"'3.2 Input - Forbrug og prod.'!Z47","v":0},{"$f":"'3.2 Input - Forbrug og prod.'!AA47","v":0},{"$f":"'3.2 Input - Forbrug og prod.'!AB47","v":0},0]
[]
[]
[null,"C. Beregnet provenu"]
[]
[null,"Tabel: K.5.2.14","Forbrugstariffer, 1000 kr",null,null,null,null,null,null,null,"Abon., 1000 kr"]
[null,null,"Enhedstarif/gns","Tidsdifferentieret"]
[null,null,null,"Spids","Høj","Lav","Spids-C","Normal-C","Total",null,"Skabelon","Time"]
[null,{"$f":"'3.2 Input - Forbrug og prod.'!$C$21","v":""},{"$f":"IF(C111>0, C55/100*C111,0)","v":0},{"$f":"IF(D111>0, D55/100*D111,0)","v":0},0,0,null,null,{"$f":"SUM(D166:H166)","v":0},null,null,{"$f":"IF(L111>0, L55*L111/1000,0)","v":0}]
[null,{"$f":"'3.2 Input - Forbrug og prod.'!$C$22","v":"A høj"},{"$f":"IF(C112>0, C56/100*C112,0)","v":0},0,0,0,null,null,{"$f":"SUM(D167:H167)","v":0},null,null,{"$f":"IF(L112>0, L56*L112/1000,0)","v":0}]
[null,{"$f":"'3.2 Input - Forbrug og prod.'!$C$23","v":""},{"$f":"IF(C113>0, C57/100*C113,0)","v":0},0,0,0,null,null,0,null,null,0]
[null,{"$f":"'3.2 Input - Forbrug og prod.'!$C$24","v":"A lav"},{"$f":"IF(C114>0, C58/100*C114,0)","v":0},0,0,0,null,null,0,null,null,0]
[null,{"$f":"'3.2 Input - Forbrug og prod.'!$C$25","v":""},{"$f":"IF(C115>0, C59/100*C115,0)","v":0},0,0,0,null,null,0,null,null,0]
[null,{"$f":"'3.2 Input - Forbrug og prod.'!$C$26","v":"A total"},{"$f":"SUM(C166:C170)","v":0},{"$f":"SUM(D166:D170)","v":0},0,0,null,null,0,null,null,{"$f":"SUM(L166:L170)","v":0}]
[null,{"$f":"'3.2 Input - Forbrug og prod.'!$C$27","v":"B høj"},{"$f":"IF(C117>0, C61/100*C117,0)","v":0},0,0,0,null,null,0,null,null,{"$f":"IF(L117>0, L61*L117/1000,0)","v":0}]
[null,{"$f":"'3.2 Input - Forbrug og prod.'!$C$28","v":""},{"$f":"IF(C118>0, C62/100*C118,0)","v":0},0,0,0,null,null,0,null,null,0]
[null,{"$f":"'3.2 Input - Forbrug og prod.'!$C$29","v":"B lav"},{"$f":"IF(C119>0, C63/100*C119,0)","v":0},0,0,0,null,null,0,null,{"$f":"IF(K119>0, K63*K119/1000,0)","v":0},0]
[null,{"$f":"'3.2 Input - Forbrug og prod.'!$C$30","v":""},{"$f":"IF(C120>0, C64/100*C120,0)","v":0},0,0,0,null,null,0,null,null,0]
[null,{"$f":"'3.2 Input - Forbrug og prod.'!$C$31","v":"B total"},{"$f":"SUM(C172:C175)","v":0},{"$f":"SUM(D172:D175)","v":0},0,0,null,null,0,null,{"$f":"SUM(K172:K175)","v":0},0]
[null,{"$f":"'3.2 Input - Forbrug og prod.'!$C$32","v":"C"},{"$f":"IF(C122>0, C66/100*C122,0)","v":0},null,null,null,{"$f":"IF(G122>0, G66/100*G122,0)","v":0},0,0,null,{"$f":"IF(K122>0, K66*K122/1000,0)","v":0},{"$f":"IF(L122>0, L66*L122/1000,0)","v":0}]
[]
[]
[null,"Tabel: K.5.2.15","Bruttoleveret el, 1.000 kr"]
[null,null,"Enhedstarif/gns","Tidsdifferentieret"]
[null,null,null,"Spids","Høj","Lav","Spids-C","Normal-C","Total"]
[null,{"$f":"'3.2 Input - Forbrug og prod.'!$C$22","v":"A høj"},{"$f":"IF(C128>0, C72/100*C128,0)","v":0},0,0,0,null,null,{"$f":"SUM(D183:H183)","v":0}]
[null,{"$f":"'3.2 Input - Forbrug og prod.'!$C$24","v":"A lav"},{"$f":"IF(C129>0, C73/100*C129,0)","v":0},0,0,0,null,null,0]
[null,{"$f":"'3.2 Input - Forbrug og prod.'!$C$26","v":"A total"},{"$f":"C183+C184","v":0},{"$f":"D183+D184","v":0},0,0,null,null,0]
[null,{"$f":"'3.2 Input - Forbrug og prod.'!$C$27","v":"B høj"},{"$f":"IF(C131>0, C75/100*C131,0)","v":0},0,0,0,null,null,0]
[null,{"$f":"'3.2 Input - Forbrug og prod.'!$C$29","v":"B lav"},{"$f":"IF(C132>0, C76/100*C132,0)","v":0},0,0,0,null,null,0]
[null,{"$f":"'3.2 Input - Forbrug og prod.'!$C$31","v":"B total"},{"$f":"C186+C187","v":0},0,0,0,null,null,0]
[null,{"$f":"'3.2 Input - Forbrug og prod.'!$C$32","v":"C"},{"$f":"IF(C134>0, C78/100*C134,0)","v":0},null,null,null,{"$f":"IF(G134>0, G78/100*G134,0)","v":0},0,0]
[]
[]
[null,"Tabel: K.5.2.16"," Egetforbrug, 1.000 kr."]
[null,null,null,"Tidsdifferentieret"]
[null,null,"Enhedstarif/gns","Spids","Høj","Lav","Spids-C","Normal-C","Total"]
[null,{"$f":"'3.2 Input - Forbrug og prod.'!$C$22","v":"A høj"},{"$f":"IF(C140>0, C84/100*C140,0)","v":0},0,0,0,null,null,{"$f":"SUM(D195:H195)","v":0}]
[null,{"$f":"'3.2 Input - Forbrug og prod.'!$C$24","v":"A lav"},{"$f":"IF(C141>0, C85/100*C141,0)","v":0},0,0,0,null,null,0]
[null,{"$f":"'3.2 Input - Forbrug og prod.'!$C$26","v":"A total"},{"$f":"C195+C196","v":0},{"$f":"D195+D196","v":0},0,0,null,null,0]
[null,{"$f":"'3.2 Input - Forbrug og prod.'!$C$27","v":"B høj"},{"$f":"IF(C143>0, C87/100*C143,0)","v":0},0,0,0,null,null,0]
[null,{"$f":"'3.2 Input - Forbrug og prod.'!$C$29","v":"B lav"},{"$f":"IF(C144>0, C88/100*C144,0)","v":0},0,0,0,null,null,0]
[null,{"$f":"'3.2 Input - Forbrug og prod.'!$C$31","v":"B total"},{"$f":"C198+C199","v":0},0,0,0,null,null,{"$f":"I198+I199","v":0}]
[null,{"$f":"'3.2 Input - Forbrug og prod.'!$C$32","v":"C"},{"$f":"IF(C146>0, C90/100*C146,0)","v":0},null,null,null,{"$f":"IF(G146>0, G90/100*G146,0)","v":0},0,0]
[]
[]
[null,"Tabel: K.5.2.17","1.000 kr",null,null,null,null,null,"1.000 kr",null,null,null,null,null,"1.000 kr",null,null,null,null,null,"1.000 kr.",null,null,"Egenprod. og produktion, i alt"]
[null,null,"Målere, egenproduktion",null,null,null,null,null,"Produktionsmålere (timeafregnet)",null,null,null,null,null,"Produktionsmålere (skabelonafregnet)",null,null,null,null,null,"Producenter"]
[null,null,"Afr. grp 1","Afr. grp 2","Afr. grp 4","Afr. grp 5","Afr. grp 6","Total","Afr. grp 1","Afr. grp 2","Afr. grp 4","Afr. grp 5","Afr. grp 6","Total","Afr. grp 1","Afr. grp 2","Afr. grp 4","Afr. grp 5","Afr. grp 6","Total","Kraft-værker","Vind-møller","Total"]
[null,{"$f":"'3.2 Input - Forbrug og prod.'!$C$22","v":"A høj"},{"$f":"IF(C152>0, C96*C152/1000,0)","v":0},{"$f":"IF(D152>0, D96*D152/1000,0)","v":0},0,0,0,{"$f":"SUM(C207:G207)","v":0},{"$f":"IF(I152>0, I96*I152/1000,0)","v":0},{"$f":"IF(J152>0, J96*J152/1000,0)","v":0},0,0,0,{"$f":"SUM(I207:M207)","v":0},{"$f":"IF(O152>0, O96*O152/1000,0)","v":0},{"$f":"IF(P152>0, P96*P152/1000,0)","v":0},0,0,0,{"$f":"SUM(O207:S207)","v":0},{"$f":"IF(U152>0, U96*U152/1000,0)","v":0},{"$f":"IF(V152>0, V96*V152/1000,0)","v":0},{"$f":"U207+V207","v":0},{"$f":"H207+N207+T207+W207","v":0}]
[null,{"$f":"'3.2 Input - Forbrug og prod.'!$C$24","v":"A lav"},{"$f":"IF(C153>0, C97*C153/1000,0)","v":0},0,0,0,0,{"$f":"SUM(C208:G208)","v":0},{"$f":"IF(I153>0, I97*I153/1000,0)","v":0},0,0,0,0,{"$f":"SUM(I208:M208)","v":0},{"$f":"IF(O153>0, O97*O153/1000,0)","v":0},0,0,0,0,{"$f":"SUM(O208:S208)","v":0},{"$f":"IF(U153>0, U97*U153/1000,0)","v":0},0,{"$f":"U208+V208","v":0},{"$f":"H208+N208+T208+W208","v":0}]
[null,{"$f":"'3.2 Input - Forbrug og prod.'!$C$26","v":"A total"},{"$f":"C207+C208","v":0},{"$f":"D207+D208","v":0},0,0,0,0,{"$f":"I207+I208","v":0},{"$f":"J207+J208","v":0},{"$f":"K207+K208","v":0},{"$f":"L207+L208","v":0},{"$f":"M207+M208","v":0},0,{"$f":"O207+O208","v":0},{"$f":"P207+P208","v":0},{"$f":"Q207+Q208","v":0},{"$f":"R207+R208","v":0},{"$f":"S207+S208","v":0},0,{"$f":"U207+U208","v":0},{"$f":"V207+V208","v":0},0,{"$f":"H209+N209+T209+W209","v":0}]
[null,{"$f":"'3.2 Input - Forbrug og prod.'!$C$27","v":"B høj"},{"$f":"IF(C155>0, C99*C155/1000,0)","v":0},0,0,0,0,0,{"$f":"IF(I155>0, I99*I155/1000,0)","v":0},0,0,0,0,0,{"$f":"IF(O155>0, O99*O155/1000,0)","v":0},0,0,0,0,0,{"$f":"IF(U155>0, U99*U155/1000,0)","v":0},0,0,{"$f":"H210+N210+T210+W210","v":0}]
[null,{"$f":"'3.2 Input - Forbrug og prod.'!$C$29","v":"B lav"},{"$f":"IF(C156>0, C100*C156/1000,0)","v":0},0,0,0,0,0,{"$f":"IF(I156>0, I100*I156/1000,0)","v":0},0,0,0,0,0,{"$f":"IF(O156>0, O100*O156/1000,0)","v":0},0,0,0,0,0,{"$f":"IF(U156>0, U100*U156/1000,0)","v":0},0,0,0]
[null,{"$f":"'3.2 Input - Forbrug og prod.'!$C$31","v":"B total"},{"$f":"C210+C211","v":0},{"$f":"D210+D211","v":0},{"$f":"E210+E211","v":0},{"$f":"F210+F211","v":0},{"$f":"G210+G211","v":0},{"$f":"SUM(C212:G212)","v":0},{"$f":"I210+I211","v":0},{"$f":"J210+J211","v":0},{"$f":"K210+K211","v":0},{"$f":"L210+L211","v":0},{"$f":"M210+M211","v":0},0,{"$f":"O210+O211","v":0},{"$f":"P210+P211","v":0},{"$f":"Q210+Q211","v":0},{"$f":"R210+R211","v":0},{"$f":"S210+S211","v":0},0,{"$f":"U210+U211","v":0},{"$f":"V210+V211","v":0},{"$f":"U212+V212","v":0},{"$f":"H212+N212+T212+W212","v":0}]
[null,{"$f":"'3.2 Input - Forbrug og prod.'!$C$32","v":"C"},{"$f":"IF(C158>0, C102*C158/1000,0)","v":0},0,0,0,0,{"$f":"SUM(C213:G213)","v":0},{"$f":"IF(I158>0, I102*I158/1000,0)","v":0},0,0,0,0,{"$f":"SUM(I213:M213)","v":0},{"$f":"IF(O158>0, O102*O158/1000,0)","v":0},0,0,0,0,{"$f":"SUM(O213:S213)","v":0},{"$f":"IF(U158>0, U102*U158/1000,0)","v":0},0,0,{"$f":"H213+N213+T213+W213","v":0}]

{"sheet":"Forside Print","index":16,"n_rows":45,"n_cols":16,"rows_kept":45,"cut":false,"hidden":false,"merged":[]}
[]
[null,"Startside til printbare rapporter"]
[null,"På denne side kan du navigere i de fordefinerede rapporter til tariferingsmodellen.",null,null,null,null,null,null,null,null,null,null,null,null,null,"År"]
[null,"Der er mulighed for at vælge grænseværdier for farvekoderne i varslings rapporterne.",null,null,null,null,null,null,null,null,null,null,null,null,null,"Måned"]
[null,"Der er også mulighed for at vælge om abonnementer skal vises på årsbasis eller månedsbasis i tarifbladene."]
[]
[]
[]
[null,"Valgmuligheder"]
[]
[null,"Værdier brugt til varsling",null,null,"Angivelse af abonnement pr.:"]
[null,0.1,null,null,1]
[null,0.05]
[]
[null,"Navigation og print"]
[]
[null,"Provenue"]
[null,"1 Provenue - kundesegmenter"]
[null,"2 Provenu pr. omkostningskategori og spændingsniveauer"]
[]
[null,"Tariffer og abonnementer for forbrugere"]
[null,"3 Tarifblad (forbrugskunder)"]
[null,"4 Prisstigninger og varsling (forbrugskunder)"]
[null,"5 Varedeklaration pr omkostningskategori (forbrugskunder)",null,null,"Printes direkte i fanebladet \"Deklaration 1\""]
[]
[null,"Tariffer og abonnementer for egenproducenter og producenter"]
[null,"6 Tarifblad (egenproducenter og producenter)"]
[null,"7 Prisstigninger og varsling (egenproducenter og producenter)"]
[null,"8 Varedeklaration pr omkostningskategori (egenproducenter og producenter)",null,null,"Printes direkte i fanebladet \"Deklaration 2\""]
[]
[null,"Rapporter om tidsdifferentiering"]
[null,"9 Tidsdifferentiering på 50 kV niveau"]
[null,"10 Tidsdifferentiering på 10 kV niveau"]
[null,"11 Tidsdifferentiering på 0,4 kV niveau"]
[]
[null,"Skemaer til Energitilsynet"]
[null,"Skema 1 – Selskabsoplysninger og kundekategorisering"]
[null,"Skema 2 – Grundlag for basistariffer og abonnementer"]
[null,"Skema 3, 4 og 5 - Øvrig dokumentation"]
[]
[null,"Print af input tabeller"]
[null,{"$f":"'3.1 Input - Stamoplysninger'!A1","v":"Input - Stamoplysninger"}]
[null,{"$f":"'3.2 Input - Forbrug og prod.'!A1","v":"Data input - Forbrug og egenproduktion"}]
[null,{"$f":"'3.3 Input - Omkostninger'!A1","v":"Data input - Omkostninger "}]
[null,{"$f":"'3.4 Input - Indtægter'!A1","v":"Data input - Indtægtsgrundlag"}]

{"sheet":"Provenue 1","index":17,"n_rows":57,"n_cols":37,"rows_kept":57,"cut":false,"hidden":false,"merged":[[43,0,52,0],[3,0,3,1],[54,0,56,0],[20,0,25,0],[6,2,7,5],[2,0,2,1],[7,12,7,13],[9,0,18,0],[27,0,33,0],[35,0,41,0],[7,9,7,10],[3,2,3,3],[4,2,4,3]]}
[]
[{"$f":"'Forside Print'!B18","v":"1 Provenue - kundesegmenter"}]
[{"$f":"Virk_navn","v":"(indtast virksomhedsnavn)"}]
["Gældende fra:",null,{"$f":"Gælder_fra","v":"(indtast dato)"}]
["Printet:",null,{"$f":"TODAY()","v":"2017-10-19"}]
[]
[null,null,"Provenu (1000 kr./år)"]
[]
[null,null,"Ny tarif","Gl. tarif","Forskel","%",null,null,null,null,null,null,null,null,null,null,null,null,null,null,null,null,null,null,null,null,null,null,null,null,null,null,null,null,null,{"$f":"C9","v":"Ny tarif"},{"$f":"D9","v":"Gl. tarif"}]
["Oversigt","A-kunder (forbrug)",{"$f":"C26","v":0},null,{"$f":"C10-D10","v":0},{"$f":"IFERROR(E10/D10,\"\")","v":""},null,null,null,null,null,null,null,null,null,null,null,null,null,null,null,null,null,null,null,null,null,null,null,null,null,null,null,null,null,{"$f":"C10/$C$19","v":{"$error":"#DIV/0!"}},{"$f":"D10/$D$19","v":{"$error":"#DIV/0!"}}]
[null,"B-kunder (forbrug)",{"$f":"C34","v":0},null,0,{"$f":"IFERROR(E11/D11,\"\")","v":""},null,null,null,null,null,null,null,null,null,null,null,null,null,null,null,null,null,null,null,null,null,null,null,null,null,null,null,null,null,{"$error":"#DIV/0!"},{"$error":"#DIV/0!"}]
[null,"C-kunder (forbrug)",{"$f":"C42","v":0},null,0,"",null,null,null,null,null,null,null,null,null,null,null,null,null,null,null,null,null,null,null,null,null,null,null,null,null,null,null,null,null,{"$error":"#DIV/0!"},{"$error":"#DIV/0!"}]
[null,"Egenproducenter ",{"$f":"C53","v":0},null,0,"",null,null,null,null,null,null,null,null,null,null,null,null,null,null,null,null,null,null,null,null,null,null,null,null,null,null,null,null,null,{"$error":"#DIV/0!"},{"$error":"#DIV/0!"}]
[null,"Produktionsabonnementer",{"$f":"C57","v":0},null,0,"",null,null,null,null,null,null,null,null,null,null,null,null,null,null,null,null,null,null,null,null,null,null,null,null,null,null,null,null,null,{"$error":"#DIV/0!"},{"$error":"#DIV/0!"}]
[null,"Særtariffer",{"$f":"-'3.4 Input - Indtægter'!E32","v":0},null,0,"",null,null,null,null,null,null,null,null,null,null,null,null,null,null,null,null,null,null,null,null,null,null,null,null,null,null,null,null,null,{"$error":"#DIV/0!"},{"$error":"#DIV/0!"}]
[null,"Tilslutningsbidrag",{"$f":"-'3.4 Input - Indtægter'!E33","v":0},null,0,"",null,null,null,null,null,null,null,null,null,null,null,null,null,null,null,null,null,null,null,null,null,null,null,null,null,null,null,null,null,{"$error":"#DIV/0!"},{"$error":"#DIV/0!"}]
[null,"Gebyrindtægter",{"$f":"-'3.4 Input - Indtægter'!E34","v":0},null,0,"",null,null,null,null,null,null,null,null,null,null,null,null,null,null,null,null,null,null,null,null,null,null,null,null,null,null,null,null,null,{"$error":"#DIV/0!"},{"$error":"#DIV/0!"}]
[null,"Andre indtægter",{"$f":"-'3.4 Input - Indtægter'!E35","v":0},null,0,"",null,null,null,null,null,null,null,null,null,null,null,null,null,null,null,null,null,null,null,null,null,null,null,null,null,null,null,null,null,{"$error":"#DIV/0!"},{"$error":"#DIV/0!"}]
[null,"I alt",{"$f":"SUM(C10:C18)","v":0},null,0,""]
[]
["A","Spidslast",{"$f":"IF('2.1 Valg - Forbrugstariffer'!AH19=FALSE,'5.2 Kontrolark - Provenuberegn.'!D33,0)","v":0},null,{"$f":"C21-D21","v":0},{"$f":"IFERROR(E21/D21,\"\")","v":""}]
[null,"Højlast",{"$f":"IF('2.1 Valg - Forbrugstariffer'!AH19=FALSE,'5.2 Kontrolark - Provenuberegn.'!E33,0)","v":0},null,0,"",null,null,null," "]
[null,"Lavlast",{"$f":"IF('2.1 Valg - Forbrugstariffer'!AH19=FALSE,'5.2 Kontrolark - Provenuberegn.'!F33,0)","v":0},null,0,""]
[null,"Flad tarif",{"$f":"IF('2.1 Valg - Forbrugstariffer'!AH19=TRUE,'5.2 Kontrolark - Provenuberegn.'!C33,0)","v":0},null,0,""]
[null,"Abonnement",{"$f":"'5.2 Kontrolark - Provenuberegn.'!M33","v":0},null,0,""]
[null,"I alt",{"$f":"SUM(C21:C25)","v":0},null,0,""]
[]
["B","Spidslast",{"$f":"IF('2.1 Valg - Forbrugstariffer'!AH26=FALSE,'5.2 Kontrolark - Provenuberegn.'!D34,0)","v":0},null,{"$f":"C28-D28","v":0},{"$f":"IFERROR(E28/D28,\"\")","v":""},null,null,null,null," "]
[null,"Højlast",{"$f":"IF('2.1 Valg - Forbrugstariffer'!AH26=FALSE,'5.2 Kontrolark - Provenuberegn.'!E34,0)","v":0},null,0,""]
[null,"Lavlast",{"$f":"IF('2.1 Valg - Forbrugstariffer'!AH26=FALSE,'5.2 Kontrolark - Provenuberegn.'!F34,0)","v":0},null,0,""]
[null,"Flad tarif",{"$f":"IF('2.1 Valg - Forbrugstariffer'!AH26=TRUE,'5.2 Kontrolark - Provenuberegn.'!C34,0)","v":0},null,0,""]
[null,"Abonnement (time)",{"$f":"'5.2 Kontrolark - Provenuberegn.'!L34","v":0},null,0,""]
[null,"Abonnement (skabelon)",{"$f":"'5.2 Kontrolark - Provenuberegn.'!K34","v":0},null,0,""]
[null,"I alt",{"$f":"SUM(C28:C33)","v":0},null,0,""]
[]
["C","Spidslast",{"$f":"IF('2.1 Valg - Forbrugstariffer'!AH34=FALSE,'5.2 Kontrolark - Provenuberegn.'!G35,0)","v":0},null,{"$f":"C36-D36","v":0},{"$f":"IFERROR(E36/D36,\"\")","v":""}]
[]
[null,"Lavlast",{"$f":"IF('2.1 Valg - Forbrugstariffer'!AH34=FALSE,'5.2 Kontrolark - Provenuberegn.'!H35,0)","v":0},null,0,""]
[null,"Flad tarif",{"$f":"IF('2.1 Valg - Forbrugstariffer'!AH34=TRUE,'5.2 Kontrolark - Provenuberegn.'!C35,0)","v":0},null,0,""]
[null,"Abonnement (time)",{"$f":"'5.2 Kontrolark - Provenuberegn.'!L35","v":0},null,0,""]
[null,"Abonnement (skabelon)",{"$f":"'5.2 Kontrolark - Provenuberegn.'!K35","v":0},null,0,""]
[null,"I alt",{"$f":"SUM(C36:C41)","v":0},null,0,""]
[]
["Egenproducenter","Spidslast",{"$f":"IF('2.1 Valg - Forbrugstariffer'!AH19=FALSE,'5.2 Kontrolark - Provenuberegn.'!D185,0)+IF('2.1 Valg - Forbrugstariffer'!AH26=FALSE,'5.2 Kontrolark - Provenuberegn.'!D188,0)+IF('2.1 Valg - Forbrugstariffer'!AH34=FALSE,'5.2 Kontrolark - Provenuberegn.'!G189,0)","v":0},null,{"$f":"C44-D44","v":0},{"$f":"IFERROR(E44/D44,\"\")","v":""},null,null,null,null," "]
[null,"Højlast",{"$f":"IF('2.1 Valg - Forbrugstariffer'!AH19=FALSE,'5.2 Kontrolark - Provenuberegn.'!E185,0)+IF('2.1 Valg - Forbrugstariffer'!AH26=FALSE,'5.2 Kontrolark - Provenuberegn.'!E188,0)","v":0},null,0,""]
[null,"Lavlast",{"$f":"IF('2.1 Valg - Forbrugstariffer'!AH19=FALSE,'5.2 Kontrolark - Provenuberegn.'!F185,0)+IF('2.1 Valg - Forbrugstariffer'!AH26=FALSE,'5.2 Kontrolark - Provenuberegn.'!F188,0)+IF('2.1 Valg - Forbrugstariffer'!AH34=FALSE,'5.2 Kontrolark - Provenuberegn.'!H189,0)","v":0},null,0,""]
[null,"Flad tarif",{"$f":"IF('2.1 Valg - Forbrugstariffer'!AH19=TRUE,'5.2 Kontrolark - Provenuberegn.'!C185,0)+IF('2.1 Valg - Forbrugstariffer'!AH26=TRUE,'5.2 Kontrolark - Provenuberegn.'!C188,0)+IF('2.1 Valg - Forbrugstariffer'!AH34=TRUE,'5.2 Kontrolark - Provenuberegn.'!C189,0)","v":0},null,0,""]
[null,"Abonnement (time)",{"$f":"'5.2 Kontrolark - Provenuberegn.'!H209+'5.2 Kontrolark - Provenuberegn.'!H212+'5.2 Kontrolark - Provenuberegn.'!H213-C49","v":0},null,0,"",null,null," "]
[null,"Abonnement (skabelon)",{"$f":"'5.2 Kontrolark - Provenuberegn.'!G213","v":0},null,0,""]
[null,"Rådighedsbetaling",{"$f":"'5.2 Kontrolark - Provenuberegn.'!C197+'5.2 Kontrolark - Provenuberegn.'!C200+'5.2 Kontrolark - Provenuberegn.'!C201","v":0},null,0,""]
[null,"Produktionsmåler (time)",{"$f":"'5.2 Kontrolark - Provenuberegn.'!N209+'5.2 Kontrolark - Provenuberegn.'!N212+'5.2 Kontrolark - Provenuberegn.'!N213","v":0},null,0,""]
[null,"Produktionsmåler (skabelon)",{"$f":"'5.2 Kontrolark - Provenuberegn.'!T209+'5.2 Kontrolark - Provenuberegn.'!T212+'5.2 Kontrolark - Provenuberegn.'!T213","v":0},null,0,""]
[null,"I alt",{"$f":"SUM(C44:C52)","v":0},null,0,""]
[]
["Produktions-abonnementer","Kraftværksabonnement",{"$f":"'5.2 Kontrolark - Provenuberegn.'!U209+'5.2 Kontrolark - Provenuberegn.'!U212+'5.2 Kontrolark - Provenuberegn.'!U213","v":0},null,{"$f":"C55-D55","v":0},{"$f":"IFERROR(E55/D55,\"\")","v":""}]
[null,"Vindmølleabonnement (BEK 1063)",{"$f":"'5.2 Kontrolark - Provenuberegn.'!V209+'5.2 Kontrolark - Provenuberegn.'!V212+'5.2 Kontrolark - Provenuberegn.'!V213","v":0},null,{"$f":"C56-D56","v":0},""]
[null,"I alt",{"$f":"SUM(C55:C56)","v":0},null,{"$f":"C57-D57","v":0},""]

{"sheet":"Provenue 2","index":18,"n_rows":43,"n_cols":37,"rows_kept":43,"cut":false,"hidden":false,"merged":[[2,0,2,1],[6,5,7,8],[6,9,7,12],[6,1,7,4],[6,13,7,16],[3,0,3,1],[3,2,3,3],[4,2,4,3]]}
[]
[{"$f":"'Forside Print'!B19","v":"2 Provenu pr. omkostningskategori og spændingsniveauer"}]
[{"$f":"Virk_navn","v":"(indtast virksomhedsnavn)"}]
["Gældende fra:",null,{"$f":"Gælder_fra","v":"(indtast dato)"}]
["Printet:",null,{"$f":"TODAY()","v":"2017-10-19"}]
[]
[null,"50 kV",null,null,null,"10 kV",null,null,null,"0,4 kV",null,null,null,"Total ",null,null,null,null,null,null,null,null,null,null,null,null,null,null,null,null,null,null,null,null,null,{"$f":"B9","v":"Nyt provenu"},{"$f":"C9","v":"Gl. provenue"}]
[null,null,null,null,null,null,null,null,null,null,null,null,null,null,null,null,null,null,null,null,null,null,null,null,null,null,null,null,null,null,null,null,null,"A","Drift & vedligeholdelse",{"$f":"B10/B$19","v":{"$error":"#DIV/0!"}},{"$f":"C10/C$19","v":{"$error":"#DIV/0!"}}]
["1000 kr.","Nyt provenu","Gl. provenue","Forskel","%","Nyt provenu","Gl. provenue","Forskel","%","Nyt provenu","Gl. provenue","Forskel","%","Nyt provenu","Gl. provenue","Forskel","%",null,null,null,null,null,null,null,null,null,null,null,null,null,null,null,null,null,"Målere",{"$error":"#DIV/0!"},{"$error":"#DIV/0!"}]
["1. Drift & vedligeholdelse",{"$f":"'5.2 Kontrolark - Provenuberegn.'!N11","v":{"$error":"#DIV/0!"}},null,{"$f":"B10-C10","v":{"$error":"#DIV/0!"}},{"$f":"IFERROR(D10/C10,\"\")","v":""},{"$f":"'5.2 Kontrolark - Provenuberegn.'!O11","v":{"$error":"#DIV/0!"}},null,{"$f":"F10-G10","v":{"$error":"#DIV/0!"}},{"$f":"IFERROR(H10/G10,\"\")","v":""},{"$f":"'5.2 Kontrolark - Provenuberegn.'!P11","v":{"$error":"#DIV/0!"}},null,{"$f":"J10-K10","v":{"$error":"#DIV/0!"}},{"$f":"IFERROR(L10/K10,\"\")","v":""},{"$f":"B10+F10+J10","v":{"$error":"#DIV/0!"}},null,{"$f":"N10-O10","v":{"$error":"#DIV/0!"}},{"$f":"IFERROR(P10/O10,\"\")","v":""},null,null,null,null,null,null,null,null,null,null,null,null,null,null,null,null,null,"Omkostninger til kundecenter",{"$error":"#DIV/0!"},{"$error":"#DIV/0!"}]
["2. Målere",{"$f":"'5.2 Kontrolark - Provenuberegn.'!N12","v":0},null,0,"",{"$f":"'5.2 Kontrolark - Provenuberegn.'!O12","v":0},null,0,"",{"$f":"'5.2 Kontrolark - Provenuberegn.'!P12","v":0},null,0,"",{"$f":"B11+F11+J11","v":0},null,0,"",null,null,"Tilpasning af kategorier",null,null,null,null,null,null,null,null,null,null,null,null,null,null,"Generel administration",{"$error":"#DIV/0!"},{"$error":"#DIV/0!"}]
["3. Omkostninger til kundecenter",{"$f":"'5.2 Kontrolark - Provenuberegn.'!N13","v":{"$error":"#DIV/0!"}},null,{"$error":"#DIV/0!"},"",{"$f":"'5.2 Kontrolark - Provenuberegn.'!O13","v":{"$error":"#DIV/0!"}},null,{"$error":"#DIV/0!"},"",{"$f":"'5.2 Kontrolark - Provenuberegn.'!P13","v":{"$error":"#DIV/0!"}},null,{"$error":"#DIV/0!"},"",{"$error":"#DIV/0!"},null,{"$error":"#DIV/0!"},"",null,null,null,null,null,null,null,null,null,null,null,null,null,null,null,null,null,"Energispareindsats",{"$error":"#DIV/0!"},{"$error":"#DIV/0!"}]
["4. Generel administration",{"$f":"'5.2 Kontrolark - Provenuberegn.'!N14","v":{"$error":"#DIV/0!"}},null,{"$error":"#DIV/0!"},"",{"$f":"'5.2 Kontrolark - Provenuberegn.'!O14","v":{"$error":"#DIV/0!"}},null,{"$error":"#DIV/0!"},"",{"$f":"'5.2 Kontrolark - Provenuberegn.'!P14","v":{"$error":"#DIV/0!"}},null,{"$error":"#DIV/0!"},"",{"$error":"#DIV/0!"},null,{"$error":"#DIV/0!"},"",null,null,null,null,null,null,null,null,null,null,null,null,null,null,null,null,null,"Nettab",{"$error":"#DIV/0!"},{"$error":"#DIV/0!"}]
["5. Energispareindsats",{"$f":"'5.2 Kontrolark - Provenuberegn.'!N15","v":0},null,0,"",{"$f":"'5.2 Kontrolark - Provenuberegn.'!O15","v":0},null,0,"",{"$f":"'5.2 Kontrolark - Provenuberegn.'!P15","v":{"$error":"#DIV/0!"}},null,{"$error":"#DIV/0!"},"",{"$error":"#DIV/0!"},null,{"$error":"#DIV/0!"},"",null,null,null,null,null,null,null,null,null,null,null,null,null,null,null,null,null,"Øvrige",{"$error":"#DIV/0!"},{"$error":"#DIV/0!"}]
["6. Nettab",{"$f":"'5.2 Kontrolark - Provenuberegn.'!N16","v":{"$error":"#DIV/0!"}},null,{"$error":"#DIV/0!"},"",{"$f":"'5.2 Kontrolark - Provenuberegn.'!O16","v":{"$error":"#DIV/0!"}},null,{"$error":"#DIV/0!"},"",{"$f":"'5.2 Kontrolark - Provenuberegn.'!P16","v":{"$error":"#DIV/0!"}},null,{"$error":"#DIV/0!"},"",{"$error":"#DIV/0!"},null,{"$error":"#DIV/0!"},"",null,null,null,null,null,null,null,null,null,null,null,null,null,null,null,null,null,"Afskrivinger",{"$error":"#DIV/0!"},{"$error":"#DIV/0!"}]
["7. Øvrige",{"$f":"'5.2 Kontrolark - Provenuberegn.'!N17","v":{"$error":"#DIV/0!"}},null,{"$error":"#DIV/0!"},"",{"$f":"'5.2 Kontrolark - Provenuberegn.'!O17","v":{"$error":"#DIV/0!"}},null,{"$error":"#DIV/0!"},"",{"$f":"'5.2 Kontrolark - Provenuberegn.'!P17","v":{"$error":"#DIV/0!"}},null,{"$error":"#DIV/0!"},"",{"$error":"#DIV/0!"},null,{"$error":"#DIV/0!"},"",null,null,null,null,null,null,null,null,null,null,null,null,null,null,null,null,null,"Forrentning",{"$error":"#DIV/0!"},{"$error":"#DIV/0!"}]
["8. Afskrivinger",{"$f":"'5.2 Kontrolark - Provenuberegn.'!N18","v":{"$error":"#DIV/0!"}},null,{"$error":"#DIV/0!"},"",{"$f":"'5.2 Kontrolark - Provenuberegn.'!O18","v":{"$error":"#DIV/0!"}},null,{"$error":"#DIV/0!"},"",{"$f":"'5.2 Kontrolark - Provenuberegn.'!P18","v":{"$error":"#DIV/0!"}},null,{"$error":"#DIV/0!"},"",{"$error":"#DIV/0!"},null,{"$error":"#DIV/0!"},"",null,null,null,null,null,null,null,null,null,null,null,null,null,null,null,null,"B","Drift & vedligeholdelse",{"$f":"F10/F$19","v":{"$error":"#DIV/0!"}},{"$f":"G10/G$19","v":{"$error":"#DIV/0!"}}]
["Forrentning",{"$f":"'5.2 Kontrolark - Provenuberegn.'!N20","v":{"$error":"#DIV/0!"}},null,{"$error":"#DIV/0!"},"",{"$f":"'5.2 Kontrolark - Provenuberegn.'!O20","v":{"$error":"#DIV/0!"}},null,{"$error":"#DIV/0!"},"",{"$f":"'5.2 Kontrolark - Provenuberegn.'!P20","v":{"$error":"#DIV/0!"}},null,{"$error":"#DIV/0!"},"",{"$error":"#DIV/0!"},null,{"$error":"#DIV/0!"},"",null,null,null,null,null,null,null,null,null,null,null,null,null,null,null,null,null,"Målere",{"$error":"#DIV/0!"},{"$error":"#DIV/0!"}]
["I alt",{"$f":"SUM(B10:B18)","v":{"$error":"#DIV/0!"}},null,{"$error":"#DIV/0!"},"",{"$f":"SUM(F10:F18)","v":{"$error":"#DIV/0!"}},null,{"$error":"#DIV/0!"},"",{"$f":"SUM(J10:J18)","v":{"$error":"#DIV/0!"}},null,{"$error":"#DIV/0!"},"",{"$f":"SUM(N10:N18)","v":{"$error":"#DIV/0!"}},null,{"$error":"#DIV/0!"},"",null,null,null,null,null,null,null,null,null,null,null,null,null,null,null,null,null,"Omkostninger til kundecenter",{"$error":"#DIV/0!"},{"$error":"#DIV/0!"}]
[null,null,null,null,null,null,null,null,null,null,null,null,null,null,null,null,null,null,null,null,null,null,null,null,null,null,null,null,null,null,null,null,null,null,"Generel administration",{"$f":"F13/F$19","v":{"$error":"#DIV/0!"}},{"$error":"#DIV/0!"}]
["Afstemning",null,null,null,null,null,null,null,null,null,null,null,null,"Nyt provenu","Gl. provenue","Forskel","%",null,null,null,null,null,null,null,null,null,null,null,null,null,null,null,null,null,"Energispareindsats",{"$error":"#DIV/0!"},{"$error":"#DIV/0!"}]
["Provenu 1 (i alt)",null,null,null,null,null,null,null,null,null,null,null,null,{"$f":"'Provenue 1'!C19","v":0},{"$f":"'Provenue 1'!D19","v":0},{"$f":"N22-O22","v":0},{"$f":"IFERROR(P22/O22,\"\")","v":""},null,null,null,null,null,null,null,null,null,null,null,null,null,null,null,null,null,"Nettab",{"$error":"#DIV/0!"},{"$error":"#DIV/0!"}]
[{"$f":"'Provenue 1'!B15","v":"Særtariffer"},null,null,null,null,null,null,null,null,null,null,null,null,{"$f":"-'Provenue 1'!C15","v":0},{"$f":"-'Provenue 1'!D15","v":0},{"$f":"N23-O23","v":0},{"$f":"IFERROR(P23/O23,\"\")","v":""},null,null,null,null,null,null,null,null,null,null,null,null,null,null,null,null,null,"Øvrige",{"$error":"#DIV/0!"},{"$error":"#DIV/0!"}]
[{"$f":"'Provenue 1'!B16","v":"Tilslutningsbidrag"},null,null,null,null,null,null,null,null,null,null,null,null,{"$f":"-'Provenue 1'!C16","v":0},{"$f":"-'Provenue 1'!D16","v":0},0,"",null,null,null,null,null,null,null,null,null,null,null,null,null,null,null,null,null,"Afskrivinger",{"$error":"#DIV/0!"},{"$error":"#DIV/0!"}]
[{"$f":"'Provenue 1'!B17","v":"Gebyrindtægter"},null,null,null,null,null,null,null,null,null,null,null,null,{"$f":"-'Provenue 1'!C17","v":0},{"$f":"-'Provenue 1'!D17","v":0},0,"",null,null,null,null,null,null,null,null,null,null,null,null,null,null,null,null,null,"Forrentning",{"$error":"#DIV/0!"},{"$error":"#DIV/0!"}]
[{"$f":"'Provenue 1'!B18","v":"Andre indtægter"},null,null,null,null,null,null,null,null,null,null,null,null,{"$f":"-'Provenue 1'!C18","v":0},{"$f":"-'Provenue 1'!D18","v":0},0,"",null,null,null,null,null,null,null,null,null,null,null,null,null,null,null,null,"C","Drift & vedligeholdelse",{"$f":"J10/J$19","v":{"$error":"#DIV/0!"}},{"$f":"K10/K$19","v":{"$error":"#DIV/0!"}}]
["Provenu 2 (i alt)",null,null,null,null,null,null,null,null,null,null,null,null,{"$f":"SUM(N22:N26)","v":0},{"$f":"SUM(O22:O26)","v":0},{"$f":"N27-O27","v":0},{"$f":"IFERROR(P27/O27,\"\")","v":""},null,null,null,null,null,null,null,null,null,null,null,null,null,null,null,null,null,"Målere",{"$error":"#DIV/0!"},{"$error":"#DIV/0!"}]
[null,null,null,null,null,null,null,null,null,null,null,null,null,null,null,null,null,null,null,null,null,null,null,null,null,null,null,null,null,null,null,null,null,null,"Omkostninger til kundecenter",{"$error":"#DIV/0!"},{"$error":"#DIV/0!"}]
[null,null,null,null,null,null,null,null,null,null,null,null,null,null,null,null,null,null,null,null,null,null,null,null,null,null,null,null,null,null,null,null,null,null,"Generel administration",{"$error":"#DIV/0!"},{"$error":"#DIV/0!"}]
[null,{"$f":"B7","v":"50 kV"},null,null,null,{"$f":"F7","v":"10 kV"},null,null,null,{"$f":"J7","v":"0,4 kV"},null,null,null,{"$f":"N7","v":"Total "},null,null,null,null,null,null,null,null,null,null,null,null,null,null,null,null,null,null,null,null,"Energispareindsats",{"$error":"#DIV/0!"},{"$error":"#DIV/0!"}]
[null,"procentvis fordelig",null,null,null,"procentvis fordelig",null,null,null,"procentvis fordelig",null,null,null,"procentvis fordelig",null,null,null,null,null,null,null,null,null,null,null,null,null,null,null,null,null,null,null,null,"Nettab",{"$error":"#DIV/0!"},{"$error":"#DIV/0!"}]
[null,null,null,null,null,null,null,null,null,null,null,null,null,null,null,null,null,null,null,null,null,null,null,null,null,null,null,null,null,null,null,null,null,null,"Øvrige",{"$error":"#DIV/0!"},{"$error":"#DIV/0!"}]
[null,null,null,null,null,null,null,null,null,null,null,null,null,null,null,null,null,null,null,null,null,null,null,null,null,null,null,null,null,null,null,null,null,null,"Afskrivinger",{"$error":"#DIV/0!"},{"$error":"#DIV/0!"}]
[null,null,null,null,null,null,null,null,null,null,null,null,null,null,null,null,null,null,null,null,null,null,null,null,null,null,null,null,null,null,null,null,null,null,"Forrentning",{"$error":"#DIV/0!"},{"$error":"#DIV/0!"}]
[null,null,null,null,null,null,null,null,null,null,null,null,null,null,null,null,null,null,null,null,null,null,null,null,null,null,null,null,null,null,null,null,null,"Total","Drift & vedligeholdelse",{"$f":"N10/N$19","v":{"$error":"#DIV/0!"}},{"$f":"O10/O$19","v":{"$error":"#DIV/0!"}}]
[null,null,null,null,null,null,null,null,null,null,null,null,null,null,null,null,null,null,null,null,null,null,null,null,null,null,null,null,null,null,null,null,null,null,"Målere",{"$error":"#DIV/0!"},{"$error":"#DIV/0!"}]
[null,null,null,null,null,null,null,null,null,null,null,null,null,null,null,null,null,null,null,null,null,null,null,null,null,null,null,null,null,null,null,null,null,null,"Omkostninger til kundecenter",{"$error":"#DIV/0!"},{"$error":"#DIV/0!"}]
[null,null,null,null,null,null,null,null,null,null,null,null,null,null,null,null,null,null,null,null,null,null,null,null,null,null,null,null,null,null,null,null,null,null,"Generel administration",{"$error":"#DIV/0!"},{"$error":"#DIV/0!"}]
[null,null,null,null,null,null,null,null,null,null,null,null,null,null,null,null,null,null,null,null,null,null,null,null,null,null,null,null,null,null,null,null,null,null,"Energispareindsats",{"$error":"#DIV/0!"},{"$error":"#DIV/0!"}]
[null,null,null,null,null,null,null,null,null,null,null,null,null,null,null,null,null,null,null,null,null,null,null,null,null,null,null,null,null,null,null,null,null,null,"Nettab",{"$error":"#DIV/0!"},{"$error":"#DIV/0!"}]
[null,null,null,null,null,null,null,null,null,null,null,null,null,null,null,null,null,null,null,null,null,null,null,null,null,null,null,null,null,null,null,null,null,null,"Øvrige",{"$error":"#DIV/0!"},{"$error":"#DIV/0!"}]
[null,null,null,null,null,null,null,null,null,null,null,null,null,null,null,null,null,null,null,null,null,null,null,null,null,null,null,null,null,null,null,null,null,null,"Afskrivinger",{"$error":"#DIV/0!"},{"$error":"#DIV/0!"}]
[null,null,null,null,null,null,null,null,null,null,null,null,null,null,null,null,null,null,null,null,null,null,null,null,null,null,null,null,null,null,null,null,null,null,"Forrentning",{"$error":"#DIV/0!"},{"$error":"#DIV/0!"}]

{"sheet":"Tarifblad 1","index":19,"n_rows":46,"n_cols":9,"rows_kept":46,"cut":false,"hidden":false,"merged":[[6,7,6,8],[7,2,7,4],[7,7,8,7],[7,8,8,8],[7,5,8,5],[6,2,6,5],[27,7,27,8],[28,2,28,4],[28,5,29,5],[28,7,29,7],[28,8,29,8],[2,0,2,1],[30,0,36,0],[38,0,43,0],[45,2,45,3],[27,2,27,5],[3,0,3,1],[24,2,24,3],[9,0,15,0],[17,0,22,0],[3,2,3,3],[4,2,4,3]]}
[]
[{"$f":"'Forside Print'!B22","v":"3 Tarifblad (forbrugskunder)"}]
[{"$f":"Virk_navn","v":"(indtast virksomhedsnavn)"},null,{"$f":"IF('5.1 Kontrolark - Tjekskema'!D8=\"Fejl i beregningen\",\"Fejl i beregningen - se kontrolark 5.1!\",\"\")","v":"Fejl i beregningen - se kontrolark 5.1!"}]
["Gældende fra:",null,{"$f":"Gælder_fra","v":"(indtast dato)"}]
["Printet:",null,{"$f":"TODAY()","v":"2017-10-19"}]
[]
["Ekskl. moms",null,"Tariffer (øre/kWh)",null,null,null,null,{"$f":"CONCATENATE(\"Abonnement (kr./\",IF('Forside Print'!$E$12=1,\"år)\",\"md)\"))","v":"Abonnement (kr./år)"}]
[null,null,"Tidsdifferentiering",null,null,"Flad/gns.",null,"Time","Skabelon"]
[null,null,"Lav","Høj","Spids"]
["A","A 0",{"$f":"IF('2.1 Valg - Forbrugstariffer'!AH19=FALSE,'4.5 Beregning - Tariffer'!G45,0)","v":0},{"$f":"IF('2.1 Valg - Forbrugstariffer'!AH19=FALSE,'4.5 Beregning - Tariffer'!F45,0)","v":0},{"$f":"IF('2.1 Valg - Forbrugstariffer'!AH19=FALSE,'4.5 Beregning - Tariffer'!E45,0)","v":0},{"$f":"'4.5 Beregning - Tariffer'!D45","v":0},null,{"$f":"IF('Forside Print'!$E$12=1,'4.3 Beregning - Abonnement'!D41,('4.3 Beregning - Abonnement'!D41/12))","v":0}]
[null,"A høj",{"$f":"IF('2.1 Valg - Forbrugstariffer'!AH19=FALSE,'4.5 Beregning - Tariffer'!K45,0)","v":{"$error":"#DIV/0!"}},{"$f":"IF('2.1 Valg - Forbrugstariffer'!AH19=FALSE,'4.5 Beregning - Tariffer'!J45,0)","v":{"$error":"#DIV/0!"}},{"$f":"IF('2.1 Valg - Forbrugstariffer'!AH19=FALSE,'4.5 Beregning - Tariffer'!I45,0)","v":{"$error":"#DIV/0!"}},{"$f":"'4.5 Beregning - Tariffer'!H45","v":{"$error":"#DIV/0!"}},null,{"$f":"IF('Forside Print'!$E$12=1,'4.3 Beregning - Abonnement'!E41,('4.3 Beregning - Abonnement'!E41/12))","v":{"$error":"#DIV/0!"}}]
[null,"A høj (bev.)",{"$f":"IF('2.1 Valg - Forbrugstariffer'!AH19=FALSE,'4.5 Beregning - Tariffer'!O45,0)","v":0},{"$f":"IF('2.1 Valg - Forbrugstariffer'!AH19=FALSE,'4.5 Beregning - Tariffer'!N45,0)","v":0},{"$f":"IF('2.1 Valg - Forbrugstariffer'!AH19=FALSE,'4.5 Beregning - Tariffer'!M45,0)","v":0},{"$f":"'4.5 Beregning - Tariffer'!L45","v":0},null,{"$f":"IF('Forside Print'!$E$12=1,'4.3 Beregning - Abonnement'!F41,('4.3 Beregning - Abonnement'!F41/12))","v":0}]
[null,"A ",{"$f":"IF(AND('2.1 Valg - Forbrugstariffer'!AH19=FALSE,Valg_A1=2),'4.5 Beregning - Tariffer'!$S$45,0)","v":0},{"$f":"IF(AND('2.1 Valg - Forbrugstariffer'!AH19=FALSE,Valg_A1=2),'4.5 Beregning - Tariffer'!$R$45,0)","v":0},{"$f":"IF(AND('2.1 Valg - Forbrugstariffer'!AH19=FALSE,Valg_A1=2),'4.5 Beregning - Tariffer'!$Q$45,0)","v":0},{"$f":"IF(Valg_A1=2,'4.5 Beregning - Tariffer'!$P$45,0)","v":0},null,{"$f":"IF(AND(Valg_A1=2,'Forside Print'!$E$12=1),'4.3 Beregning - Abonnement'!$G$41,IF(AND(Valg_A1=2,'Forside Print'!$E$12=2),('4.3 Beregning - Abonnement'!$G$41/12),0))","v":0}]
[null,"A (bev.)",{"$f":"IF(AND('2.1 Valg - Forbrugstariffer'!AH19=FALSE,Valg_A1=2),'4.5 Beregning - Tariffer'!$W$45,0)","v":0},{"$f":"IF(AND('2.1 Valg - Forbrugstariffer'!AH19=FALSE,Valg_A1=2),'4.5 Beregning - Tariffer'!$V$45,0)","v":0},{"$f":"IF(AND('2.1 Valg - Forbrugstariffer'!AH19=FALSE,Valg_A1=2),'4.5 Beregning - Tariffer'!$U$45,0)","v":0},{"$f":"IF(Valg_A1=2,'4.5 Beregning - Tariffer'!$T$45,0)","v":0},null,{"$f":"IF(AND(Valg_A1=2,'Forside Print'!$E$12=1),'4.3 Beregning - Abonnement'!$H$41,IF(AND(Valg_A1=2,'Forside Print'!$E$12=2),('4.3 Beregning - Abonnement'!$H$41/12),0))","v":0}]
[null,"A lav",{"$f":"IF(AND('2.1 Valg - Forbrugstariffer'!AH19=FALSE,Valg_A1=3),'4.5 Beregning - Tariffer'!$S$45,0)","v":{"$error":"#DIV/0!"}},{"$f":"IF(AND('2.1 Valg - Forbrugstariffer'!AH19=FALSE,Valg_A1=3),'4.5 Beregning - Tariffer'!$R$45,0)","v":{"$error":"#DIV/0!"}},{"$f":"IF(AND('2.1 Valg - Forbrugstariffer'!AH19=FALSE,Valg_A1=3),'4.5 Beregning - Tariffer'!$Q$45,0)","v":{"$error":"#DIV/0!"}},{"$f":"IF(Valg_A1=3,'4.5 Beregning - Tariffer'!$P$45,0)","v":{"$error":"#DIV/0!"}},null,{"$f":"IF(AND(Valg_A1=3,'Forside Print'!$E$12=1),'4.3 Beregning - Abonnement'!$G$41,IF(AND(Valg_A1=3,'Forside Print'!$E$12=2),('4.3 Beregning - Abonnement'!$G$41/12),0))","v":{"$error":"#DIV/0!"}}]
[null,"A lav (bev.)",{"$f":"IF(AND('2.1 Valg - Forbrugstariffer'!AH19=FALSE,Valg_A1=3),'4.5 Beregning - Tariffer'!$W$45,0)","v":0},{"$f":"IF(AND('2.1 Valg - Forbrugstariffer'!AH19=FALSE,Valg_A1=3),'4.5 Beregning - Tariffer'!$V$45,0)","v":0},{"$f":"IF(AND('2.1 Valg - Forbrugstariffer'!AH19=FALSE,Valg_A1=3),'4.5 Beregning - Tariffer'!$U$45,0)","v":0},{"$f":"IF(Valg_A1=3,'4.5 Beregning - Tariffer'!$T$45,0)","v":0},null,{"$f":"IF(AND(Valg_A1=3,'Forside Print'!$E$12=1),'4.3 Beregning - Abonnement'!$H$41,IF(AND(Valg_A1=3,'Forside Print'!$E$12=2),('4.3 Beregning - Abonnement'!$H$41/12),0))","v":0}]
[]
["B","B høj",{"$f":"IF('2.1 Valg - Forbrugstariffer'!AH26=FALSE,'4.5 Beregning - Tariffer'!AB45,0)","v":{"$error":"#DIV/0!"}},{"$f":"IF('2.1 Valg - Forbrugstariffer'!AH26=FALSE,'4.5 Beregning - Tariffer'!AA45,0)","v":{"$error":"#DIV/0!"}},{"$f":"IF('2.1 Valg - Forbrugstariffer'!AH26=FALSE,'4.5 Beregning - Tariffer'!Z45,0)","v":{"$error":"#DIV/0!"}},{"$f":"'4.5 Beregning - Tariffer'!Y45","v":{"$error":"#DIV/0!"}},null,{"$f":"IF('Forside Print'!$E$12=1,'4.3 Beregning - Abonnement'!J41,('4.3 Beregning - Abonnement'!J41/12))","v":{"$error":"#DIV/0!"}}]
[null,"B høj (bev.)",{"$f":"IF('2.1 Valg - Forbrugstariffer'!AH26=FALSE,'4.5 Beregning - Tariffer'!AF45,0)","v":0},{"$f":"IF('2.1 Valg - Forbrugstariffer'!AH26=FALSE,'4.5 Beregning - Tariffer'!AE45,0)","v":0},{"$f":"IF('2.1 Valg - Forbrugstariffer'!AH26=FALSE,'4.5 Beregning - Tariffer'!AD45,0)","v":0},{"$f":"'4.5 Beregning - Tariffer'!AC45","v":0},null,{"$f":"IF('Forside Print'!$E$12=1,'4.3 Beregning - Abonnement'!K41,('4.3 Beregning - Abonnement'!K41/12))","v":0}]
[null,"B",{"$f":"IF(AND('2.1 Valg - Forbrugstariffer'!AH26=FALSE,Valg_A2=2),'4.5 Beregning - Tariffer'!$AJ$45,0)","v":0},{"$f":"IF(AND('2.1 Valg - Forbrugstariffer'!AH26=FALSE,Valg_A2=2),'4.5 Beregning - Tariffer'!$AI$45,0)","v":0},{"$f":"IF(AND('2.1 Valg - Forbrugstariffer'!AH26=FALSE,Valg_A2=2),'4.5 Beregning - Tariffer'!$AH$45,0)","v":0},{"$f":"IF(Valg_A2=2,'4.5 Beregning - Tariffer'!$AG$45,0)","v":0},null,{"$f":"IF(AND(Valg_A2=2,'Forside Print'!$E$12=1),'4.3 Beregning - Abonnement'!$M$41,IF(AND(Valg_A2=2,'Forside Print'!$E$12=2),('4.3 Beregning - Abonnement'!$M$41/12),0))","v":0},{"$f":"IF(AND(Valg_A2=2,'Forside Print'!$E$12=1),'4.3 Beregning - Abonnement'!$L$41,IF(AND(Valg_A2=2,'Forside Print'!$E$12=2),('4.3 Beregning - Abonnement'!$L$41/12),0))","v":0}]
[null,"B (bev.)",{"$f":"IF(AND('2.1 Valg - Forbrugstariffer'!AH26=FALSE,Valg_A2=2),'4.5 Beregning - Tariffer'!$AN$45,0)","v":0},{"$f":"IF(AND('2.1 Valg - Forbrugstariffer'!AH26=FALSE,Valg_A2=2),'4.5 Beregning - Tariffer'!$AM$45,0)","v":0},{"$f":"IF(AND('2.1 Valg - Forbrugstariffer'!AH26=FALSE,Valg_A2=2),'4.5 Beregning - Tariffer'!$AL$45,0)","v":0},{"$f":"IF(Valg_A2=2,'4.5 Beregning - Tariffer'!$AK$45,0)","v":0},null,{"$f":"IF(AND(Valg_A2=2,'Forside Print'!$E$12=1),'4.3 Beregning - Abonnement'!$N$41,IF(AND(Valg_A2=2,'Forside Print'!$E$12=2),('4.3 Beregning - Abonnement'!$N$41/12),0))","v":0}]
[null,"B lav",{"$f":"IF(AND('2.1 Valg - Forbrugstariffer'!AH26=FALSE,Valg_A2=3),'4.5 Beregning - Tariffer'!$AJ$45,0)","v":{"$error":"#DIV/0!"}},{"$f":"IF(AND('2.1 Valg - Forbrugstariffer'!AH26=FALSE,Valg_A2=3),'4.5 Beregning - Tariffer'!$AI$45,0)","v":{"$error":"#DIV/0!"}},{"$f":"IF(AND('2.1 Valg - Forbrugstariffer'!AH26=FALSE,Valg_A2=3),'4.5 Beregning - Tariffer'!$AH$45,0)","v":{"$error":"#DIV/0!"}},{"$f":"IF(Valg_A2=3,'4.5 Beregning - Tariffer'!$AG$45,0)","v":{"$error":"#DIV/0!"}},null,{"$f":"IF(AND(Valg_A2=3,'Forside Print'!$E$12=1),'4.3 Beregning - Abonnement'!$M$41,IF(AND(Valg_A2=3,'Forside Print'!$E$12=2),('4.3 Beregning - Abonnement'!$M$41/12),0))","v":{"$error":"#DIV/0!"}},{"$f":"IF(AND(Valg_A2=3,'Forside Print'!$E$12=1),'4.3 Beregning - Abonnement'!$L$41,IF(AND(Valg_A2=3,'Forside Print'!$E$12=2),('4.3 Beregning - Abonnement'!$L$41/12),0))","v":{"$error":"#DIV/0!"}}]
[null,"B lav (bev.)",{"$f":"IF(AND('2.1 Valg - Forbrugstariffer'!AH26=FALSE,Valg_A2=3),'4.5 Beregning - Tariffer'!$AN$45,0)","v":0},{"$f":"IF(AND('2.1 Valg - Forbrugstariffer'!AH26=FALSE,Valg_A2=3),'4.5 Beregning - Tariffer'!$AM$45,0)","v":0},{"$f":"IF(AND('2.1 Valg - Forbrugstariffer'!AH26=FALSE,Valg_A2=3),'4.5 Beregning - Tariffer'!$AL$45,0)","v":0},{"$f":"IF(Valg_A2=3,'4.5 Beregning - Tariffer'!$AK$45,0)","v":0},null,{"$f":"IF(AND(Valg_A2=3,'Forside Print'!$E$12=1),'4.3 Beregning - Abonnement'!$N$41,IF(AND(Valg_A2=3,'Forside Print'!$E$12=2),('4.3 Beregning - Abonnement'!$N$41/12),0))","v":0}]
[]
["C","C",{"$f":"IF(AND('2.1 Valg - Forbrugstariffer'!AH34=FALSE,Valg_A3=2),'4.5 Beregning - Tariffer'!AR45,0)","v":{"$error":"#DIV/0!"}},null,{"$f":"IF(AND('2.1 Valg - Forbrugstariffer'!AH34=FALSE,Valg_A3=2),'4.5 Beregning - Tariffer'!AQ45,0)","v":{"$error":"#DIV/0!"}},{"$f":"IF(Valg_A3=2,'4.5 Beregning - Tariffer'!AP45,0)","v":{"$error":"#DIV/0!"}},null,{"$f":"IF(AND(Valg_A3=2,'Forside Print'!$E$12=1),'4.3 Beregning - Abonnement'!$Q$41,IF(AND(Valg_A3=2,'Forside Print'!$E$12=2),('4.3 Beregning - Abonnement'!$Q$41/12),0))","v":{"$error":"#DIV/0!"}},{"$f":"IF(AND(Valg_A3=2,'Forside Print'!$E$12=1),'4.3 Beregning - Abonnement'!$P$41,IF(AND(Valg_A3=2,'Forside Print'!$E$12=2),('4.3 Beregning - Abonnement'!$P$41/12),0))","v":{"$error":"#DIV/0!"}}]
[]
[]
["Inkl. moms",null,"Tariffer (øre/kWh)",null,null,null,null,{"$f":"H7","v":"Abonnement (kr./år)"}]
[0.25,null,"Tidsdifferentiering",null,null,"Flad/gns.",null,"Time","Skabelon"]
[null,null,"Lav","Høj","Spids"]
["A","A 0",{"$f":"C10*(1+$A$29)","v":0},{"$f":"D10*(1+$A$29)","v":0},0,0,null,{"$f":"H10*(1+$A$29)","v":0},{"$f":"I10*(1+$A$29)","v":0}]
[null,"A høj",{"$f":"C11*(1+$A$29)","v":{"$error":"#DIV/0!"}},{"$error":"#DIV/0!"},{"$error":"#DIV/0!"},{"$error":"#DIV/0!"},null,{"$f":"H11*(1+$A$29)","v":{"$error":"#DIV/0!"}},0]
[null,"A høj (bev.)",0,0,0,0,null,{"$f":"H12*(1+$A$29)","v":0},0]
[null,"A",0,0,0,0,null,{"$f":"H13*(1+$A$29)","v":0},0]
[null,"A (bev.)",0,0,0,0,null,{"$f":"H14*(1+$A$29)","v":0},0]
[null,"A lav",{"$error":"#DIV/0!"},{"$error":"#DIV/0!"},{"$error":"#DIV/0!"},{"$error":"#DIV/0!"},null,{"$f":"H15*(1+$A$29)","v":{"$error":"#DIV/0!"}},0]
[null,"A lav (bev.)",0,0,0,0,null,{"$f":"H16*(1+$A$29)","v":0},0]
[]
["B","B høj",{"$f":"C18*(1+$A$29)","v":{"$error":"#DIV/0!"}},{"$f":"D18*(1+$A$29)","v":{"$error":"#DIV/0!"}},{"$error":"#DIV/0!"},{"$error":"#DIV/0!"},null,{"$f":"H18*(1+$A$29)","v":{"$error":"#DIV/0!"}},{"$f":"I18*(1+$A$29)","v":0}]
[null,"B høj (bev.)",{"$f":"C19*(1+$A$29)","v":0},0,0,0,null,{"$f":"H19*(1+$A$29)","v":0},0]
[null,"B",{"$f":"C20*(1+$A$29)","v":0},0,0,0,null,{"$f":"H20*(1+$A$29)","v":0},0]
[null,"B (bev.)",{"$f":"C21*(1+$A$29)","v":0},0,0,0,null,{"$f":"H21*(1+$A$29)","v":0},0]
[null,"B lav",{"$f":"C22*(1+$A$29)","v":{"$error":"#DIV/0!"}},{"$error":"#DIV/0!"},{"$error":"#DIV/0!"},{"$error":"#DIV/0!"},null,{"$f":"H22*(1+$A$29)","v":{"$error":"#DIV/0!"}},{"$error":"#DIV/0!"}]
[null,"B lav (bev.)",{"$f":"C23*(1+$A$29)","v":0},0,0,0,null,{"$f":"H23*(1+$A$29)","v":0},0]
[]
["C","C",{"$f":"C25*(1+$A$29)","v":{"$error":"#DIV/0!"}},null,{"$f":"E25*(1+$A$29)","v":{"$error":"#DIV/0!"}},{"$f":"F25*(1+$A$29)","v":{"$error":"#DIV/0!"}},null,{"$f":"H25*(1+$A$29)","v":{"$error":"#DIV/0!"}},{"$f":"I25*(1+$A$29)","v":{"$error":"#DIV/0!"}}]

{"sheet":"Varsling 1","index":20,"n_rows":51,"n_cols":24,"rows_kept":51,"cut":false,"hidden":false,"merged":[[32,7,33,10],[31,2,31,10],[10,2,10,20],[11,17,12,20],[12,12,12,15],[12,7,12,10],[11,2,11,15],[2,0,2,1],[35,0,41,0],[43,0,48,0],[14,0,20,0],[22,0,27,0],[4,1,4,2],[3,1,3,2],[12,2,12,5],[32,2,33,5]]}
[]
[{"$f":"'Forside Print'!B23","v":"4 Prisstigninger og varsling (forbrugskunder)"}]
[{"$f":"Virk_navn","v":"(indtast virksomhedsnavn)"},null,{"$f":"IF('5.1 Kontrolark - Tjekskema'!D8=\"Fejl i beregningen\",\"Fejl i beregningen - se kontrolark 5.1!\",\"\")","v":"Fejl i beregningen - se kontrolark 5.1!"}]
["Gældende fra:",{"$f":"Gælder_fra","v":"(indtast dato)"}]
["Printet:",{"$f":"TODAY()","v":"2017-10-19"}]
[]
[{"$f":"CONCATENATE(\"Prisstigning større end \",'Forside Print'!$B$12*100,\"%\")","v":"Prisstigning større end 10%"}]
[{"$f":"CONCATENATE(\"Prisstigning mellem \",'Forside Print'!$B$13*100,\"% og \",'Forside Print'!$B$12*100,\"%\")","v":"Prisstigning mellem 5% og 10%"}]
[{"$f":"CONCATENATE(\"Prisstigning under \",'Forside Print'!$B$13*100,\"%\")","v":"Prisstigning under 5%"}]
[]
[null,null,"Tariffer (øre/kWh)"]
[null,null,"Tidsdifferentiering",null,null,null,null,null,null,null,null,null,null,null,null,null,null,"Flad/gns.",null,null,null,null,null," "]
[null,null,"Lav",null,null,null,null,"Høj",null,null,null,null,"Spids"]
[null,null,"Ny tarif","Gl. tarif","Forskel","%",null,"Ny tarif","Gl. tarif","Forskel","%",null,"Ny tarif","Gl. tarif","Forskel","%",null,"Ny tarif","Gl. tarif","Forskel","%"]
["A","A 0",{"$f":"'Tarifblad 1'!C10","v":0},null,{"$f":"C15-D15","v":0},{"$f":"IFERROR(E15/D15,\"\")","v":""},null,{"$f":"'Tarifblad 1'!D10","v":0},null,{"$f":"H15-I15","v":0},{"$f":"IFERROR(J15/I15,\"\")","v":""},null,{"$f":"'Tarifblad 1'!E10","v":0},null,{"$f":"M15-N15","v":0},{"$f":"IFERROR(O15/N15,\"\")","v":""},null,{"$f":"'Tarifblad 1'!F10","v":0},null,{"$f":"R15-S15","v":0},{"$f":"IFERROR(T15/S15,\"\")","v":""}]
[null,"A høj",{"$f":"'Tarifblad 1'!C11","v":{"$error":"#DIV/0!"}},null,{"$f":"C16-D16","v":{"$error":"#DIV/0!"}},{"$f":"IFERROR(E16/D16,\"\")","v":""},null,{"$f":"'Tarifblad 1'!D11","v":{"$error":"#DIV/0!"}},null,{"$f":"H16-I16","v":{"$error":"#DIV/0!"}},{"$f":"IFERROR(J16/I16,\"\")","v":""},null,{"$f":"'Tarifblad 1'!E11","v":{"$error":"#DIV/0!"}},null,{"$f":"M16-N16","v":{"$error":"#DIV/0!"}},{"$f":"IFERROR(O16/N16,\"\")","v":""},null,{"$f":"'Tarifblad 1'!F11","v":{"$error":"#DIV/0!"}},null,{"$f":"R16-S16","v":{"$error":"#DIV/0!"}},{"$f":"IFERROR(T16/S16,\"\")","v":""}]
[null,"A høj (bev.)",{"$f":"'Tarifblad 1'!C12","v":0},null,0,"",null,{"$f":"'Tarifblad 1'!D12","v":0},null,0,"",null,{"$f":"'Tarifblad 1'!E12","v":0},null,0,"",null,{"$f":"'Tarifblad 1'!F12","v":0},null,0,""]
[null,"A",{"$f":"'Tarifblad 1'!C13","v":0},null,0,"",null,{"$f":"'Tarifblad 1'!D13","v":0},null,0,"",null,{"$f":"'Tarifblad 1'!E13","v":0},null,0,"",null,{"$f":"'Tarifblad 1'!F13","v":0},null,0,""]
[null,"A (bev.)",{"$f":"'Tarifblad 1'!C14","v":0},null,0,"",null,{"$f":"'Tarifblad 1'!D14","v":0},null,0,"",null,{"$f":"'Tarifblad 1'!E14","v":0},null,0,"",null,{"$f":"'Tarifblad 1'!F14","v":0},null,0,""]
[null,"A lav",{"$f":"'Tarifblad 1'!C15","v":{"$error":"#DIV/0!"}},null,{"$error":"#DIV/0!"},"",null,{"$f":"'Tarifblad 1'!D15","v":{"$error":"#DIV/0!"}},null,{"$error":"#DIV/0!"},"",null,{"$f":"'Tarifblad 1'!E15","v":{"$error":"#DIV/0!"}},null,{"$error":"#DIV/0!"},"",null,{"$f":"'Tarifblad 1'!F15","v":{"$error":"#DIV/0!"}},null,{"$error":"#DIV/0!"},""]
[null,"A lav (bev.)",{"$f":"'Tarifblad 1'!C16","v":0},null,0,"",null,{"$f":"'Tarifblad 1'!D16","v":0},null,0,"",null,{"$f":"'Tarifblad 1'!E16","v":0},null,0,"",null,{"$f":"'Tarifblad 1'!F16","v":0},null,0,""]
[]
["B","B høj",{"$f":"'Tarifblad 1'!C18","v":{"$error":"#DIV/0!"}},null,{"$f":"C23-D23","v":{"$error":"#DIV/0!"}},{"$f":"IFERROR(E23/D23,\"\")","v":""},null,{"$f":"'Tarifblad 1'!D18","v":{"$error":"#DIV/0!"}},null,{"$error":"#DIV/0!"},"",null,{"$f":"'Tarifblad 1'!E18","v":{"$error":"#DIV/0!"}},null,{"$error":"#DIV/0!"},"",null,{"$f":"'Tarifblad 1'!F18","v":{"$error":"#DIV/0!"}},null,{"$error":"#DIV/0!"},""]
[null,"B høj (bev.)",{"$f":"'Tarifblad 1'!C19","v":0},null,0,"",null,{"$f":"'Tarifblad 1'!D19","v":0},null,0,"",null,{"$f":"'Tarifblad 1'!E19","v":0},null,0,"",null,{"$f":"'Tarifblad 1'!F19","v":0},null,0,""]
[null,"B",{"$f":"'Tarifblad 1'!C20","v":0},null,0,"",null,{"$f":"'Tarifblad 1'!D20","v":0},null,0,"",null,{"$f":"'Tarifblad 1'!E20","v":0},null,0,"",null,{"$f":"'Tarifblad 1'!F20","v":0},null,0,""]
[null,"B (bev.)",{"$f":"'Tarifblad 1'!C21","v":0},null,0,"",null,{"$f":"'Tarifblad 1'!D21","v":0},null,0,"",null,{"$f":"'Tarifblad 1'!E21","v":0},null,0,"",null,{"$f":"'Tarifblad 1'!F21","v":0},null,0,""]
[null,"B lav",{"$f":"'Tarifblad 1'!C22","v":{"$error":"#DIV/0!"}},null,{"$error":"#DIV/0!"},"",null,{"$f":"'Tarifblad 1'!D22","v":{"$error":"#DIV/0!"}},null,{"$error":"#DIV/0!"},"",null,{"$f":"'Tarifblad 1'!E22","v":{"$error":"#DIV/0!"}},null,{"$error":"#DIV/0!"},"",null,{"$f":"'Tarifblad 1'!F22","v":{"$error":"#DIV/0!"}},null,{"$error":"#DIV/0!"},""]
[null,"B lav (bev.)",{"$f":"'Tarifblad 1'!C23","v":0},null,0,"",null,{"$f":"'Tarifblad 1'!D23","v":0},null,0,"",null,{"$f":"'Tarifblad 1'!E23","v":0},null,0,"",null,{"$f":"'Tarifblad 1'!F23","v":0},null,0,""]
[]
["C","C",{"$f":"'Tarifblad 1'!C25","v":{"$error":"#DIV/0!"}},null,{"$error":"#DIV/0!"},"",null,{"$f":"'Tarifblad 1'!D25","v":0},null,0,"",null,{"$f":"'Tarifblad 1'!E25","v":{"$error":"#DIV/0!"}},null,{"$error":"#DIV/0!"},"",null,{"$f":"'Tarifblad 1'!F25","v":{"$error":"#DIV/0!"}},null,{"$error":"#DIV/0!"},""]
[]
[null,null,{"$f":"CONCATENATE(\"Abonnement (kr./\",IF('Forside Print'!$E$12=1,\"år)\",\"md)\"))","v":"Abonnement (kr./år)"}]
[null,null,"Time",null,null,null,null,"Skabelon"]
[]
[null,null,"Nyt abonn.","Gl. abonn.","Forskel","%",null,"Nyt abonn.","Gl. abonn.","Forskel","%"]
["A","A 0",{"$f":"'Tarifblad 1'!H10","v":0},null,{"$f":"C36-D36","v":0},{"$f":"IFERROR(E36/D36,\"\")","v":""},null,{"$f":"'Tarifblad 1'!I10","v":0}]
[null,"A høj",{"$f":"'Tarifblad 1'!H11","v":{"$error":"#DIV/0!"}},null,{"$f":"C37-D37","v":{"$error":"#DIV/0!"}},{"$f":"IFERROR(E37/D37,\"\")","v":""},null,{"$f":"'Tarifblad 1'!I11","v":0}]
[null,"A høj (bev.)",{"$f":"'Tarifblad 1'!H12","v":0},null,{"$f":"C38-D38","v":0},{"$f":"IFERROR(E38/D38,\"\")","v":""},null,{"$f":"'Tarifblad 1'!I12","v":0}]
[null,"A",{"$f":"'Tarifblad 1'!H13","v":0},null,0,"",null,{"$f":"'Tarifblad 1'!I13","v":0}]
[null,"A (bev.)",{"$f":"'Tarifblad 1'!H14","v":0},null,0,"",null,{"$f":"'Tarifblad 1'!I14","v":0}]
[null,"A lav",{"$f":"'Tarifblad 1'!H15","v":{"$error":"#DIV/0!"}},null,{"$f":"C41-D41","v":{"$error":"#DIV/0!"}},{"$f":"IFERROR(E41/D41,\"\")","v":""},null,{"$f":"'Tarifblad 1'!I15","v":0}]
[null,"A lav (bev.)",{"$f":"'Tarifblad 1'!H16","v":0},null,0,"",null,{"$f":"'Tarifblad 1'!I16","v":0}]
[]
["B","B høj",{"$f":"'Tarifblad 1'!H18","v":{"$error":"#DIV/0!"}},null,{"$error":"#DIV/0!"},"",null,{"$f":"'Tarifblad 1'!I18","v":0}]
[null,"B høj (bev.)",{"$f":"'Tarifblad 1'!H19","v":0},null,0,"",null,{"$f":"'Tarifblad 1'!I19","v":0}]
[null,"B",{"$f":"'Tarifblad 1'!H20","v":0},null,0,"",null,{"$f":"'Tarifblad 1'!I20","v":0},null,{"$f":"H46-I46","v":0},{"$f":"IFERROR(J46/I46,\"\")","v":""}]
[null,"B (bev.)",{"$f":"'Tarifblad 1'!H21","v":0},null,0,"",null,{"$f":"'Tarifblad 1'!I21","v":0}]
[null,"B lav",{"$f":"'Tarifblad 1'!H22","v":{"$error":"#DIV/0!"}},null,{"$error":"#DIV/0!"},"",null,{"$f":"'Tarifblad 1'!I22","v":{"$error":"#DIV/0!"}},null,{"$error":"#DIV/0!"},""]
[null,"B lav (bev.)",{"$f":"'Tarifblad 1'!H23","v":0},null,0,"",null,{"$f":"'Tarifblad 1'!I23","v":0}]
[]
["C","C",{"$f":"'Tarifblad 1'!H25","v":{"$error":"#DIV/0!"}},null,{"$error":"#DIV/0!"},"",null,{"$f":"'Tarifblad 1'!I25","v":{"$error":"#DIV/0!"}},null,{"$error":"#DIV/0!"},""]

{"sheet":"Deklaration 1","index":21,"n_rows":75,"n_cols":52,"rows_kept":75,"cut":false,"hidden":false,"merged":[[3,2,3,3],[4,2,4,3],[7,13,7,14],[7,2,7,3],[7,4,7,5],[7,6,7,7],[7,8,7,9],[7,11,7,12]]}
[]
[{"$f":"'Forside Print'!B24","v":"5 Varedeklaration pr omkostningskategori (forbrugskunder)"},null,null,null,null,null,null,null,null,null,null,null,null,null,null,null,null,null,null,null,null,null,null,null,null,null,null,null,null,null,"Formelområde - må ikke overskrives",null,null,null,null,null,null,null,null,null,null,null,null,null,null,null,"Tidsdiff fravalgt? (0=ja)",null,null,null,{"$f":"A8","v":"C"}]
[{"$f":"Virk_navn","v":"(indtast virksomhedsnavn)"},null,null,null,null,null,null,null,null,null,null,null,null,null,null,null,null,null,null,null,null,null,null,null,null,null,null,null,null,null,null,null,null,null,null,null,null,null,null,null,null,null,null,null,null,null,"A",{"$f":"'2.1 Valg - Forbrugstariffer'!AA18","v":1},null,{"$f":"IF(AND(AV3=0,NOT(ISBLANK(AX10:AX14))),1,0)","v":0},{"$f":"IF(AND(AX3=1,OR($AY$2=AX10,$AY$2=AX11,$AY$2=AX12,$AY$2=AX13,$AY$2=AX14)),1,0)","v":0}]
["Gældende fra:",null,{"$f":"Gælder_fra","v":"(indtast dato)"},null,null,null,null,null,null,null,null,null,null,null,null,null,null,null,null,null,null,null,null,null,null,null,null,null,null,null,null,null,null,null,null,null,null,null,null,null,null,null,null,null,null,null,"B",{"$f":"'2.1 Valg - Forbrugstariffer'!AA19","v":1},null,{"$f":"IF(AND(AV4=0,NOT(ISBLANK(AX15:AX18))),1,0)","v":0},{"$f":"IF(AND(AX4=1,OR($AY$2=AX15,$AY$2=AX16,$AY$2=AX17,$AY$2=AX18)),1,0)","v":0}]
["Printet:",null,{"$f":"TODAY()","v":"2017-10-19"},null,null,null,null,null,null,null,null,null,null,null,null,null,null,null,null,null,null,null,null,null,null,null,null,null,null,null,null,null,null,null,null,null,null,null,null,null,null,null,null,null,null,null,"C",{"$f":"'2.1 Valg - Forbrugstariffer'!AA20","v":1},null,{"$f":"IF(AND(AV5=0,NOT(ISBLANK(AX19))),1,0)","v":0},{"$f":"IF(AND(AX5=1,$AY$2=AX19),1,0)","v":0}]
[5,null,null,null,null,null,null,null,null,null,null,null,null,null,null,null,null,null,null,null,null,null,null,null,null,null,null,null,null,null,null,2,3,4,1,null,{"$f":"IF(OR(AE8=\"C\",AE8=\"B\",AE8=\"B lav\"),2,1)","v":2},{"$f":"IF(OR(AE8=\"C\",AE8=\"B\",AE8=\"B lav\"),1,\"Ingen\")","v":1},null,null,null,null,null,null,null,null,null,null,null,null,{"$f":"SUM(AY3:AY5)","v":0}]
[null,null,"Tarif (øre/kWh)",null,null,null,null,null,null,null,null,{"$f":"CONCATENATE(\"Abonnement (kr./\",IF('Forside Print'!$E$12=1,\"år)\",\"md)\"))","v":"Abonnement (kr./år)"},null,null,null,null,null,null,null,null,null,null,null,null,null,null,null,null,null,null,"Nye værdier","Tarif",null,null,null,null,"Abonnement"]
[{"$f":"CHOOSE(A6,AZ10,AZ11,AZ12,AZ13,AZ14,AZ15,AZ16,AZ17,AZ18,AZ19)","v":"C"},null,{"$f":"AH8","v":0},null,{"$f":"AG8","v":"Normal-C"},null,{"$f":"AF8","v":"Spids-C"},null,{"$f":"AI8","v":"Flad/gns."},null,null,{"$f":"AK8","v":"Time"},null,{"$f":"AL8","v":"Skabelon"},null,null,null,null,null,null,null,null,null,null,null,null,null,null,null,null,{"$f":"A8","v":"C"},{"$f":"OFFSET('4.5 Beregning - Tariffer'!$D$15,$AN8,AF$6+MATCH($AO8,'4.5 Beregning - Tariffer'!$D$15:$AR$15,0)-2)","v":"Spids-C"},{"$f":"OFFSET('4.5 Beregning - Tariffer'!$D$15,$AN8,AG$6+MATCH($AO8,'4.5 Beregning - Tariffer'!$D$15:$AR$15,0)-2)","v":"Normal-C"},{"$f":"OFFSET('4.5 Beregning - Tariffer'!$D$15,$AN8,AH$6+MATCH($AO8,'4.5 Beregning - Tariffer'!$D$15:$AR$15,0)-2)","v":0},{"$f":"OFFSET('4.5 Beregning - Tariffer'!$D$15,$AN8,AI$6+MATCH($AO8,'4.5 Beregning - Tariffer'!$D$15:$AR$15,0)-2)","v":"Flad/gns."},null,{"$f":"IFERROR(OFFSET('4.3 Beregning - Abonnement'!$D$11,$AN8,AK$6+MATCH($AO8,'4.3 Beregning - Abonnement'!$D$11:$AR$11,0)-2),0)","v":"Time"},{"$f":"IFERROR(OFFSET('4.3 Beregning - Abonnement'!$D$11,$AN8,AL$6+MATCH($AO8,'4.3 Beregning - Abonnement'!$D$11:$AR$11,0)-2),0)","v":"Skabelon"},{"$f":"IF(AN8=1,AM7+1,AM7)","v":1},1,{"$f":"A8","v":"C"}]
[null,null,"Ny","Gl","Ny","Gl","Ny","Gl","Ny","Gl",null,"Ny","Gl","Ny","Gl"]
["1. DRIFT",null,{"$f":"IFERROR(IF($AY$6=1,\"\",AH10),\"\")","v":0},{"$f":"IFERROR(IF($AY$6=1,\"\",AH43),\"\")","v":0},{"$f":"IFERROR(IF($AY$6=1,\"\",AG10),\"\")","v":0},{"$f":"IFERROR(IF($AY$6=1,\"\",AG43),\"\")","v":0},{"$f":"IFERROR(IF($AY$6=1,\"\",AF10),\"\")","v":0},{"$f":"IFERROR(IF($AY$6=1,\"\",AF43),\"\")","v":0},{"$f":"IFERROR(IF($AY$6=0,\"\",AI10),\"\")","v":""},{"$f":"IFERROR(IF($AY$6=0,\"\",AI43),\"\")","v":""},null,{"$f":"IFERROR(IF('Forside Print'!$E$12=1,IF($L$8=\"Time\",AK10,\"\"),(IF($L$8=\"Time\",AK10,\"\")/12)),\"\")","v":0},{"$f":"IFERROR(IF('Forside Print'!$E$12=1,IF($L$8=\"Time\",AK43,\"\"),(IF($L$8=\"Time\",AK43,\"\")/12)),\"\")","v":0},{"$f":"IFERROR(IF('Forside Print'!$E$12=1,IF($N$8=\"Skabelon\",AL10,\"\"),(IF($N$8=\"Skabelon\",AL10,\"\")/12)),\"\")","v":0},{"$f":"IFERROR(IF('Forside Print'!$E$12=1,IF($N$8=\"Skabelon\",AL43,\"\"),(IF($N$8=\"Skabelon\",AL43,\"\")/12)),\"\")","v":0},null,null,null,null,null,null,null,null,null,null,null,null,null,null,null,{"$f":"AP10","v":"1. DRIFT"},{"$f":"OFFSET('4.5 Beregning - Tariffer'!$D$15,$AN10,AF$6+MATCH($AO10,'4.5 Beregning - Tariffer'!$D$15:$AR$15,0)-2)","v":0},{"$f":"OFFSET('4.5 Beregning - Tariffer'!$D$15,$AN10,AG$6+MATCH($AO10,'4.5 Beregning - Tariffer'!$D$15:$AR$15,0)-2)","v":0},{"$f":"OFFSET('4.5 Beregning - Tariffer'!$D$15,$AN10,AH$6+MATCH($AO10,'4.5 Beregning - Tariffer'!$D$15:$AR$15,0)-2)","v":0},{"$f":"OFFSET('4.5 Beregning - Tariffer'!$D$15,$AN10,AI$6+MATCH($AO10,'4.5 Beregning - Tariffer'!$D$15:$AR$15,0)-2)","v":0},null,{"$f":"IFERROR(OFFSET('4.3 Beregning - Abonnement'!$D$11,$AN10,AK$6+MATCH($AO10,'4.3 Beregning - Abonnement'!$D$11:$AR$11,0)-2),0)","v":0},{"$f":"IFERROR(OFFSET('4.3 Beregning - Abonnement'!$D$11,$AN10,AL$6+MATCH($AO10,'4.3 Beregning - Abonnement'!$D$11:$AR$11,0)-2),0)","v":0},{"$f":"IF(AN10=1,AM8+1,AM8)","v":1},2,{"$f":"AO8","v":"C"},{"$f":"'4.5 Beregning - Tariffer'!B17","v":"1. DRIFT"},null,null,null,null,1,{"$f":"IF(AX10<>\"\",AU10,99)","v":99},{"$f":"RANK(AV10,$AV$10:$AV$19,1)","v":6},{"$f":"'4.5 Beregning - Tariffer'!$D$15","v":""},1,{"$f":"IFERROR(VLOOKUP(AY10,$AW$10:$AX$19,2,FALSE),\"\")","v":"A høj"}]
["1.1 Drift og vedligehold af transformerstationer",null,{"$f":"IFERROR(IF($AY$6=1,\"\",AH11),\"\")","v":0},{"$f":"IFERROR(IF($AY$6=1,\"\",AH44),\"\")","v":0},{"$f":"IFERROR(IF($AY$6=1,\"\",AG11),\"\")","v":""},{"$f":"IFERROR(IF($AY$6=1,\"\",AG44),\"\")","v":0},{"$f":"IFERROR(IF($AY$6=1,\"\",AF11),\"\")","v":""},{"$f":"IFERROR(IF($AY$6=1,\"\",AF44),\"\")","v":0},{"$f":"IFERROR(AI11,\"\")","v":""},{"$f":"IFERROR(AI44,\"\")","v":0},null,{"$f":"IFERROR(IF('Forside Print'!$E$12=1,IF($L$8=\"Time\",AK11,\"\"),(IF($L$8=\"Time\",AK11,\"\")/12)),\"\")","v":0},{"$f":"IFERROR(IF('Forside Print'!$E$12=1,IF($L$8=\"Time\",AK44,\"\"),(IF($L$8=\"Time\",AK44,\"\")/12)),\"\")","v":0},{"$f":"IFERROR(IF('Forside Print'!$E$12=1,IF($N$8=\"Skabelon\",AL11,\"\"),(IF($N$8=\"Skabelon\",AL11,\"\")/12)),\"\")","v":0},{"$f":"IFERROR(IF('Forside Print'!$E$12=1,IF($N$8=\"Skabelon\",AL44,\"\"),(IF($N$8=\"Skabelon\",AL44,\"\")/12)),\"\")","v":0},null,null,null,null,null,null,null,null,null,null,null,null,null,null,null,{"$f":"AP11","v":"1.1 Drift og vedligehold af transformerstationer"},{"$f":"OFFSET('4.5 Beregning - Tariffer'!$D$15,$AN11,AF$6+MATCH($AO11,'4.5 Beregning - Tariffer'!$D$15:$AR$15,0)-2)","v":{"$error":"#DIV/0!"}},{"$f":"OFFSET('4.5 Beregning - Tariffer'!$D$15,$AN11,AG$6+MATCH($AO11,'4.5 Beregning - Tariffer'!$D$15:$AR$15,0)-2)","v":{"$error":"#DIV/0!"}},{"$f":"OFFSET('4.5 Beregning - Tariffer'!$D$15,$AN11,AH$6+MATCH($AO11,'4.5 Beregning - Tariffer'!$D$15:$AR$15,0)-2)","v":0},{"$f":"OFFSET('4.5 Beregning - Tariffer'!$D$15,$AN11,AI$6+MATCH($AO11,'4.5 Beregning - Tariffer'!$D$15:$AR$15,0)-2)","v":{"$error":"#DIV/0!"}},null,{"$f":"IFERROR(OFFSET('4.3 Beregning - Abonnement'!$D$11,$AN11,AK$6+MATCH($AO11,'4.3 Beregning - Abonnement'!$D$11:$AR$11,0)-2),0)","v":0},{"$f":"IFERROR(OFFSET('4.3 Beregning - Abonnement'!$D$11,$AN11,AL$6+MATCH($AO11,'4.3 Beregning - Abonnement'!$D$11:$AR$11,0)-2),0)","v":0},1,3,{"$f":"AO10","v":"C"},{"$f":"'4.5 Beregning - Tariffer'!B18","v":"1.1 Drift og vedligehold af transformerstationer"},null,null,null,null,2,2,1,{"$f":"'4.5 Beregning - Tariffer'!$H$15","v":"A høj"},2,"A lav"]
["1.2 Drift og vedligehold af ledningsnettet ",null,{"$f":"IFERROR(IF($AY$6=1,\"\",AH12),\"\")","v":0},{"$f":"IFERROR(IF($AY$6=1,\"\",AH45),\"\")","v":0},"",0,"",0,{"$f":"IFERROR(AI12,\"\")","v":""},{"$f":"IFERROR(AI45,\"\")","v":0},null,{"$f":"IFERROR(IF('Forside Print'!$E$12=1,IF($L$8=\"Time\",AK12,\"\"),(IF($L$8=\"Time\",AK12,\"\")/12)),\"\")","v":0},{"$f":"IFERROR(IF('Forside Print'!$E$12=1,IF($L$8=\"Time\",AK45,\"\"),(IF($L$8=\"Time\",AK45,\"\")/12)),\"\")","v":0},{"$f":"IFERROR(IF('Forside Print'!$E$12=1,IF($N$8=\"Skabelon\",AL12,\"\"),(IF($N$8=\"Skabelon\",AL12,\"\")/12)),\"\")","v":0},{"$f":"IFERROR(IF('Forside Print'!$E$12=1,IF($N$8=\"Skabelon\",AL45,\"\"),(IF($N$8=\"Skabelon\",AL45,\"\")/12)),\"\")","v":0},null,null,null,null,null,null,null,null,null,null,null,null,null,null,null,"1.2 Drift og vedligehold af ledningsnettet ",{"$f":"OFFSET('4.5 Beregning - Tariffer'!$D$15,$AN12,AF$6+MATCH($AO12,'4.5 Beregning - Tariffer'!$D$15:$AR$15,0)-2)","v":{"$error":"#DIV/0!"}},{"$f":"OFFSET('4.5 Beregning - Tariffer'!$D$15,$AN12,AG$6+MATCH($AO12,'4.5 Beregning - Tariffer'!$D$15:$AR$15,0)-2)","v":{"$error":"#DIV/0!"}},{"$f":"OFFSET('4.5 Beregning - Tariffer'!$D$15,$AN12,AH$6+MATCH($AO12,'4.5 Beregning - Tariffer'!$D$15:$AR$15,0)-2)","v":0},{"$f":"OFFSET('4.5 Beregning - Tariffer'!$D$15,$AN12,AI$6+MATCH($AO12,'4.5 Beregning - Tariffer'!$D$15:$AR$15,0)-2)","v":{"$error":"#DIV/0!"}},null,{"$f":"IFERROR(OFFSET('4.3 Beregning - Abonnement'!$D$11,$AN12,AK$6+MATCH($AO12,'4.3 Beregning - Abonnement'!$D$11:$AR$11,0)-2),0)","v":0},{"$f":"IFERROR(OFFSET('4.3 Beregning - Abonnement'!$D$11,$AN12,AL$6+MATCH($AO12,'4.3 Beregning - Abonnement'!$D$11:$AR$11,0)-2),0)","v":0},1,4,"C",{"$f":"'4.5 Beregning - Tariffer'!B19","v":"1.2 Drift og vedligehold af ledningsnettet "},null,null,null,null,3,99,6,{"$f":"'4.5 Beregning - Tariffer'!$L$15","v":""},3,"B høj"]
["1.3 Øvrige drifts- og vedligeholdelsesomkostninger",null,0,0,"",0,"",0,"",0,null,{"$f":"IFERROR(IF('Forside Print'!$E$12=1,IF($L$8=\"Time\",AK13,\"\"),(IF($L$8=\"Time\",AK13,\"\")/12)),\"\")","v":0},{"$f":"IFERROR(IF('Forside Print'!$E$12=1,IF($L$8=\"Time\",AK46,\"\"),(IF($L$8=\"Time\",AK46,\"\")/12)),\"\")","v":0},{"$f":"IFERROR(IF('Forside Print'!$E$12=1,IF($N$8=\"Skabelon\",AL13,\"\"),(IF($N$8=\"Skabelon\",AL13,\"\")/12)),\"\")","v":0},{"$f":"IFERROR(IF('Forside Print'!$E$12=1,IF($N$8=\"Skabelon\",AL46,\"\"),(IF($N$8=\"Skabelon\",AL46,\"\")/12)),\"\")","v":0},null,null,null,null,null,null,null,null,null,null,null,null,null,null,null,"1.3 Øvrige drifts- og vedligeholdelsesomkostninger",{"$f":"OFFSET('4.5 Beregning - Tariffer'!$D$15,$AN13,AF$6+MATCH($AO13,'4.5 Beregning - Tariffer'!$D$15:$AR$15,0)-2)","v":{"$error":"#DIV/0!"}},{"$f":"OFFSET('4.5 Beregning - Tariffer'!$D$15,$AN13,AG$6+MATCH($AO13,'4.5 Beregning - Tariffer'!$D$15:$AR$15,0)-2)","v":{"$error":"#DIV/0!"}},{"$f":"OFFSET('4.5 Beregning - Tariffer'!$D$15,$AN13,AH$6+MATCH($AO13,'4.5 Beregning - Tariffer'!$D$15:$AR$15,0)-2)","v":0},{"$f":"OFFSET('4.5 Beregning - Tariffer'!$D$15,$AN13,AI$6+MATCH($AO13,'4.5 Beregning - Tariffer'!$D$15:$AR$15,0)-2)","v":{"$error":"#DIV/0!"}},null,{"$f":"IFERROR(OFFSET('4.3 Beregning - Abonnement'!$D$11,$AN13,AK$6+MATCH($AO13,'4.3 Beregning - Abonnement'!$D$11:$AR$11,0)-2),0)","v":0},{"$f":"IFERROR(OFFSET('4.3 Beregning - Abonnement'!$D$11,$AN13,AL$6+MATCH($AO13,'4.3 Beregning - Abonnement'!$D$11:$AR$11,0)-2),0)","v":0},1,5,"C",{"$f":"'4.5 Beregning - Tariffer'!B20","v":"1.3 Øvrige drifts- og vedligeholdelsesomkostninger"},null,null,null,null,4,4,2,{"$f":"'4.5 Beregning - Tariffer'!$P$15","v":"A lav"},4,"B lav"]
["2. MÅLERE",null,0,0,0,0,0,0,0,0,null,{"$f":"IFERROR(IF('Forside Print'!$E$12=1,IF($L$8=\"Time\",AK14,\"\"),(IF($L$8=\"Time\",AK14,\"\")/12)),\"\")","v":0},{"$f":"IFERROR(IF('Forside Print'!$E$12=1,IF($L$8=\"Time\",AK47,\"\"),(IF($L$8=\"Time\",AK47,\"\")/12)),\"\")","v":0},{"$f":"IFERROR(IF('Forside Print'!$E$12=1,IF($N$8=\"Skabelon\",AL14,\"\"),(IF($N$8=\"Skabelon\",AL14,\"\")/12)),\"\")","v":0},{"$f":"IFERROR(IF('Forside Print'!$E$12=1,IF($N$8=\"Skabelon\",AL47,\"\"),(IF($N$8=\"Skabelon\",AL47,\"\")/12)),\"\")","v":0},null,null,null,null,null,null,null,null,null,null,null,null,null,null,null,"2. MÅLERE",{"$f":"OFFSET('4.5 Beregning - Tariffer'!$D$15,$AN14,AF$6+MATCH($AO14,'4.5 Beregning - Tariffer'!$D$15:$AR$15,0)-2)","v":0},{"$f":"OFFSET('4.5 Beregning - Tariffer'!$D$15,$AN14,AG$6+MATCH($AO14,'4.5 Beregning - Tariffer'!$D$15:$AR$15,0)-2)","v":0},{"$f":"OFFSET('4.5 Beregning - Tariffer'!$D$15,$AN14,AH$6+MATCH($AO14,'4.5 Beregning - Tariffer'!$D$15:$AR$15,0)-2)","v":0},{"$f":"OFFSET('4.5 Beregning - Tariffer'!$D$15,$AN14,AI$6+MATCH($AO14,'4.5 Beregning - Tariffer'!$D$15:$AR$15,0)-2)","v":0},null,{"$f":"IFERROR(OFFSET('4.3 Beregning - Abonnement'!$D$11,$AN14,AK$6+MATCH($AO14,'4.3 Beregning - Abonnement'!$D$11:$AR$11,0)-2),0)","v":0},{"$f":"IFERROR(OFFSET('4.3 Beregning - Abonnement'!$D$11,$AN14,AL$6+MATCH($AO14,'4.3 Beregning - Abonnement'!$D$11:$AR$11,0)-2),0)","v":0},1,6,"C",{"$f":"'4.5 Beregning - Tariffer'!B21","v":"2. MÅLERE"},null,null,null,null,5,99,6,{"$f":"'4.5 Beregning - Tariffer'!$T$15","v":""},5,"C"]
["2.1 Drift og vedligeholdelse af målere",null,0,0,0,0,0,0,0,0,null,{"$f":"IFERROR(IF('Forside Print'!$E$12=1,IF($L$8=\"Time\",AK15,\"\"),(IF($L$8=\"Time\",AK15,\"\")/12)),\"\")","v":0},{"$f":"IFERROR(IF('Forside Print'!$E$12=1,IF($L$8=\"Time\",AK48,\"\"),(IF($L$8=\"Time\",AK48,\"\")/12)),\"\")","v":0},{"$f":"IFERROR(IF('Forside Print'!$E$12=1,IF($N$8=\"Skabelon\",AL15,\"\"),(IF($N$8=\"Skabelon\",AL15,\"\")/12)),\"\")","v":0},{"$f":"IFERROR(IF('Forside Print'!$E$12=1,IF($N$8=\"Skabelon\",AL48,\"\"),(IF($N$8=\"Skabelon\",AL48,\"\")/12)),\"\")","v":0},null,null,null,null,null,null,null,null,null,null,null,null,null,null,null,"2.1 Drift og vedligeholdelse af målere",{"$f":"OFFSET('4.5 Beregning - Tariffer'!$D$15,$AN15,AF$6+MATCH($AO15,'4.5 Beregning - Tariffer'!$D$15:$AR$15,0)-2)","v":0},{"$f":"OFFSET('4.5 Beregning - Tariffer'!$D$15,$AN15,AG$6+MATCH($AO15,'4.5 Beregning - Tariffer'!$D$15:$AR$15,0)-2)","v":0},{"$f":"OFFSET('4.5 Beregning - Tariffer'!$D$15,$AN15,AH$6+MATCH($AO15,'4.5 Beregning - Tariffer'!$D$15:$AR$15,0)-2)","v":0},{"$f":"OFFSET('4.5 Beregning - Tariffer'!$D$15,$AN15,AI$6+MATCH($AO15,'4.5 Beregning - Tariffer'!$D$15:$AR$15,0)-2)","v":0},null,{"$f":"IFERROR(OFFSET('4.3 Beregning - Abonnement'!$D$11,$AN15,AK$6+MATCH($AO15,'4.3 Beregning - Abonnement'!$D$11:$AR$11,0)-2),0)","v":0},{"$f":"IFERROR(OFFSET('4.3 Beregning - Abonnement'!$D$11,$AN15,AL$6+MATCH($AO15,'4.3 Beregning - Abonnement'!$D$11:$AR$11,0)-2),0)","v":0},1,7,"C",{"$f":"'4.5 Beregning - Tariffer'!B22","v":"2.1 Drift og vedligeholdelse af målere"},null,null,null,null,6,6,3,{"$f":"'4.5 Beregning - Tariffer'!$Y$15","v":"B høj"},6,""]
["2.2 Indhentning og validering af måledata",null,0,0,0,0,0,0,0,0,null,{"$f":"IFERROR(IF('Forside Print'!$E$12=1,IF($L$8=\"Time\",AK16,\"\"),(IF($L$8=\"Time\",AK16,\"\")/12)),\"\")","v":0},{"$f":"IFERROR(IF('Forside Print'!$E$12=1,IF($L$8=\"Time\",AK49,\"\"),(IF($L$8=\"Time\",AK49,\"\")/12)),\"\")","v":0},{"$f":"IFERROR(IF('Forside Print'!$E$12=1,IF($N$8=\"Skabelon\",AL16,\"\"),(IF($N$8=\"Skabelon\",AL16,\"\")/12)),\"\")","v":0},{"$f":"IFERROR(IF('Forside Print'!$E$12=1,IF($N$8=\"Skabelon\",AL49,\"\"),(IF($N$8=\"Skabelon\",AL49,\"\")/12)),\"\")","v":0},null,null,null,null,null,null,null,null,null,null,null,null,null,null,null,"2.2 Indhentning og validering af måledata",{"$f":"OFFSET('4.5 Beregning - Tariffer'!$D$15,$AN16,AF$6+MATCH($AO16,'4.5 Beregning - Tariffer'!$D$15:$AR$15,0)-2)","v":0},{"$f":"OFFSET('4.5 Beregning - Tariffer'!$D$15,$AN16,AG$6+MATCH($AO16,'4.5 Beregning - Tariffer'!$D$15:$AR$15,0)-2)","v":0},{"$f":"OFFSET('4.5 Beregning - Tariffer'!$D$15,$AN16,AH$6+MATCH($AO16,'4.5 Beregning - Tariffer'!$D$15:$AR$15,0)-2)","v":0},{"$f":"OFFSET('4.5 Beregning - Tariffer'!$D$15,$AN16,AI$6+MATCH($AO16,'4.5 Beregning - Tariffer'!$D$15:$AR$15,0)-2)","v":0},null,{"$f":"IFERROR(OFFSET('4.3 Beregning - Abonnement'!$D$11,$AN16,AK$6+MATCH($AO16,'4.3 Beregning - Abonnement'!$D$11:$AR$11,0)-2),0)","v":0},{"$f":"IFERROR(OFFSET('4.3 Beregning - Abonnement'!$D$11,$AN16,AL$6+MATCH($AO16,'4.3 Beregning - Abonnement'!$D$11:$AR$11,0)-2),0)","v":0},1,8,"C",{"$f":"'4.5 Beregning - Tariffer'!B23","v":"2.2 Indhentning og validering af måledata"},null,null,null,null,7,99,6,{"$f":"'4.5 Beregning - Tariffer'!$AC$15","v":""},7,""]
["3. OMKOSTNINGER TIL KUNDECENTER",null,0,0,0,0,0,0,0,0,null,{"$f":"IFERROR(IF('Forside Print'!$E$12=1,IF($L$8=\"Time\",AK17,\"\"),(IF($L$8=\"Time\",AK17,\"\")/12)),\"\")","v":0},{"$f":"IFERROR(IF('Forside Print'!$E$12=1,IF($L$8=\"Time\",AK50,\"\"),(IF($L$8=\"Time\",AK50,\"\")/12)),\"\")","v":0},{"$f":"IFERROR(IF('Forside Print'!$E$12=1,IF($N$8=\"Skabelon\",AL17,\"\"),(IF($N$8=\"Skabelon\",AL17,\"\")/12)),\"\")","v":0},{"$f":"IFERROR(IF('Forside Print'!$E$12=1,IF($N$8=\"Skabelon\",AL50,\"\"),(IF($N$8=\"Skabelon\",AL50,\"\")/12)),\"\")","v":0},null,null,null,null,null,null,null,null,null,null,null,null,null,null,null,"3. OMKOSTNINGER TIL KUNDECENTER",{"$f":"OFFSET('4.5 Beregning - Tariffer'!$D$15,$AN17,AF$6+MATCH($AO17,'4.5 Beregning - Tariffer'!$D$15:$AR$15,0)-2)","v":0},{"$f":"OFFSET('4.5 Beregning - Tariffer'!$D$15,$AN17,AG$6+MATCH($AO17,'4.5 Beregning - Tariffer'!$D$15:$AR$15,0)-2)","v":0},{"$f":"OFFSET('4.5 Beregning - Tariffer'!$D$15,$AN17,AH$6+MATCH($AO17,'4.5 Beregning - Tariffer'!$D$15:$AR$15,0)-2)","v":0},{"$f":"OFFSET('4.5 Beregning - Tariffer'!$D$15,$AN17,AI$6+MATCH($AO17,'4.5 Beregning - Tariffer'!$D$15:$AR$15,0)-2)","v":0},null,{"$f":"IFERROR(OFFSET('4.3 Beregning - Abonnement'!$D$11,$AN17,AK$6+MATCH($AO17,'4.3 Beregning - Abonnement'!$D$11:$AR$11,0)-2),0)","v":0},{"$f":"IFERROR(OFFSET('4.3 Beregning - Abonnement'!$D$11,$AN17,AL$6+MATCH($AO17,'4.3 Beregning - Abonnement'!$D$11:$AR$11,0)-2),0)","v":0},1,9,"C",{"$f":"'4.5 Beregning - Tariffer'!B24","v":"3. OMKOSTNINGER TIL KUNDECENTER"},null,null,null,null,8,8,4,{"$f":"'4.5 Beregning - Tariffer'!$AG$15","v":"B lav"},8,""]
["3.1 Omkostninger til kundecenter",null,0,0,0,0,0,0,0,0,null,{"$f":"IFERROR(IF('Forside Print'!$E$12=1,IF($L$8=\"Time\",AK18,\"\"),(IF($L$8=\"Time\",AK18,\"\")/12)),\"\")","v":0},{"$f":"IFERROR(IF('Forside Print'!$E$12=1,IF($L$8=\"Time\",AK51,\"\"),(IF($L$8=\"Time\",AK51,\"\")/12)),\"\")","v":0},{"$f":"IFERROR(IF('Forside Print'!$E$12=1,IF($N$8=\"Skabelon\",AL18,\"\"),(IF($N$8=\"Skabelon\",AL18,\"\")/12)),\"\")","v":0},{"$f":"IFERROR(IF('Forside Print'!$E$12=1,IF($N$8=\"Skabelon\",AL51,\"\"),(IF($N$8=\"Skabelon\",AL51,\"\")/12)),\"\")","v":0},null,null,null,null,null,null,null,null,null,null,null,null,null,null,null,"3.1 Omkostninger til kundecenter",{"$f":"OFFSET('4.5 Beregning - Tariffer'!$D$15,$AN18,AF$6+MATCH($AO18,'4.5 Beregning - Tariffer'!$D$15:$AR$15,0)-2)","v":0},{"$f":"OFFSET('4.5 Beregning - Tariffer'!$D$15,$AN18,AG$6+MATCH($AO18,'4.5 Beregning - Tariffer'!$D$15:$AR$15,0)-2)","v":0},{"$f":"OFFSET('4.5 Beregning - Tariffer'!$D$15,$AN18,AH$6+MATCH($AO18,'4.5 Beregning - Tariffer'!$D$15:$AR$15,0)-2)","v":0},{"$f":"OFFSET('4.5 Beregning - Tariffer'!$D$15,$AN18,AI$6+MATCH($AO18,'4.5 Beregning - Tariffer'!$D$15:$AR$15,0)-2)","v":0},null,{"$f":"IFERROR(OFFSET('4.3 Beregning - Abonnement'!$D$11,$AN18,AK$6+MATCH($AO18,'4.3 Beregning - Abonnement'!$D$11:$AR$11,0)-2),0)","v":0},{"$f":"IFERROR(OFFSET('4.3 Beregning - Abonnement'!$D$11,$AN18,AL$6+MATCH($AO18,'4.3 Beregning - Abonnement'!$D$11:$AR$11,0)-2),0)","v":0},1,10,"C",{"$f":"'4.5 Beregning - Tariffer'!B25","v":"3.1 Omkostninger til kundecenter"},null,null,null,null,9,99,6,{"$f":"'4.5 Beregning - Tariffer'!$AK$15","v":""},9,""]
["4. GENEREL ADMINISTRATION ",null,0,0,0,0,0,0,0,0,null,{"$f":"IFERROR(IF('Forside Print'!$E$12=1,IF($L$8=\"Time\",AK19,\"\"),(IF($L$8=\"Time\",AK19,\"\")/12)),\"\")","v":0},{"$f":"IFERROR(IF('Forside Print'!$E$12=1,IF($L$8=\"Time\",AK52,\"\"),(IF($L$8=\"Time\",AK52,\"\")/12)),\"\")","v":0},{"$f":"IFERROR(IF('Forside Print'!$E$12=1,IF($N$8=\"Skabelon\",AL19,\"\"),(IF($N$8=\"Skabelon\",AL19,\"\")/12)),\"\")","v":0},{"$f":"IFERROR(IF('Forside Print'!$E$12=1,IF($N$8=\"Skabelon\",AL52,\"\"),(IF($N$8=\"Skabelon\",AL52,\"\")/12)),\"\")","v":0},null,null,null,null,null,null,null,null,null,null,null,null,null,null,null,"4. GENEREL ADMINISTRATION ",{"$f":"OFFSET('4.5 Beregning - Tariffer'!$D$15,$AN19,AF$6+MATCH($AO19,'4.5 Beregning - Tariffer'!$D$15:$AR$15,0)-2)","v":0},{"$f":"OFFSET('4.5 Beregning - Tariffer'!$D$15,$AN19,AG$6+MATCH($AO19,'4.5 Beregning - Tariffer'!$D$15:$AR$15,0)-2)","v":0},{"$f":"OFFSET('4.5 Beregning - Tariffer'!$D$15,$AN19,AH$6+MATCH($AO19,'4.5 Beregning - Tariffer'!$D$15:$AR$15,0)-2)","v":0},{"$f":"OFFSET('4.5 Beregning - Tariffer'!$D$15,$AN19,AI$6+MATCH($AO19,'4.5 Beregning - Tariffer'!$D$15:$AR$15,0)-2)","v":0},null,{"$f":"IFERROR(OFFSET('4.3 Beregning - Abonnement'!$D$11,$AN19,AK$6+MATCH($AO19,'4.3 Beregning - Abonnement'!$D$11:$AR$11,0)-2),0)","v":0},{"$f":"IFERROR(OFFSET('4.3 Beregning - Abonnement'!$D$11,$AN19,AL$6+MATCH($AO19,'4.3 Beregning - Abonnement'!$D$11:$AR$11,0)-2),0)","v":0},1,11,"C",{"$f":"'4.5 Beregning - Tariffer'!B26","v":"4. GENEREL ADMINISTRATION "},null,null,null,null,10,10,5,{"$f":"'4.5 Beregning - Tariffer'!$AP$15","v":"C"},10,""]
["4.1 Generel administration",null,0,0,0,0,0,0,0,0,null,{"$f":"IFERROR(IF('Forside Print'!$E$12=1,IF($L$8=\"Time\",AK20,\"\"),(IF($L$8=\"Time\",AK20,\"\")/12)),\"\")","v":0},{"$f":"IFERROR(IF('Forside Print'!$E$12=1,IF($L$8=\"Time\",AK53,\"\"),(IF($L$8=\"Time\",AK53,\"\")/12)),\"\")","v":0},{"$f":"IFERROR(IF('Forside Print'!$E$12=1,IF($N$8=\"Skabelon\",AL20,\"\"),(IF($N$8=\"Skabelon\",AL20,\"\")/12)),\"\")","v":0},{"$f":"IFERROR(IF('Forside Print'!$E$12=1,IF($N$8=\"Skabelon\",AL53,\"\"),(IF($N$8=\"Skabelon\",AL53,\"\")/12)),\"\")","v":0},null,null,null,null,null,null,null,null,null,null,null,null,null,null,null,"4.1 Generel administration",{"$f":"OFFSET('4.5 Beregning - Tariffer'!$D$15,$AN20,AF$6+MATCH($AO20,'4.5 Beregning - Tariffer'!$D$15:$AR$15,0)-2)","v":0},{"$f":"OFFSET('4.5 Beregning - Tariffer'!$D$15,$AN20,AG$6+MATCH($AO20,'4.5 Beregning - Tariffer'!$D$15:$AR$15,0)-2)","v":0},{"$f":"OFFSET('4.5 Beregning - Tariffer'!$D$15,$AN20,AH$6+MATCH($AO20,'4.5 Beregning - Tariffer'!$D$15:$AR$15,0)-2)","v":0},{"$f":"OFFSET('4.5 Beregning - Tariffer'!$D$15,$AN20,AI$6+MATCH($AO20,'4.5 Beregning - Tariffer'!$D$15:$AR$15,0)-2)","v":0},null,{"$f":"IFERROR(OFFSET('4.3 Beregning - Abonnement'!$D$11,$AN20,AK$6+MATCH($AO20,'4.3 Beregning - Abonnement'!$D$11:$AR$11,0)-2),0)","v":0},{"$f":"IFERROR(OFFSET('4.3 Beregning - Abonnement'!$D$11,$AN20,AL$6+MATCH($AO20,'4.3 Beregning - Abonnement'!$D$11:$AR$11,0)-2),0)","v":0},1,12,"C",{"$f":"'4.5 Beregning - Tariffer'!B27","v":"4.1 Generel administration"}]
["5. ENERGISPAREINDSATS",null,0,0,0,0,0,0,0,0,null,{"$f":"IFERROR(IF('Forside Print'!$E$12=1,IF($L$8=\"Time\",AK21,\"\"),(IF($L$8=\"Time\",AK21,\"\")/12)),\"\")","v":0},{"$f":"IFERROR(IF('Forside Print'!$E$12=1,IF($L$8=\"Time\",AK54,\"\"),(IF($L$8=\"Time\",AK54,\"\")/12)),\"\")","v":0},{"$f":"IFERROR(IF('Forside Print'!$E$12=1,IF($N$8=\"Skabelon\",AL21,\"\"),(IF($N$8=\"Skabelon\",AL21,\"\")/12)),\"\")","v":0},{"$f":"IFERROR(IF('Forside Print'!$E$12=1,IF($N$8=\"Skabelon\",AL54,\"\"),(IF($N$8=\"Skabelon\",AL54,\"\")/12)),\"\")","v":0},null,null,null,null,null,null,null,null,null,null,null,null,null,null,null,"5. ENERGISPAREINDSATS",{"$f":"OFFSET('4.5 Beregning - Tariffer'!$D$15,$AN21,AF$6+MATCH($AO21,'4.5 Beregning - Tariffer'!$D$15:$AR$15,0)-2)","v":0},{"$f":"OFFSET('4.5 Beregning - Tariffer'!$D$15,$AN21,AG$6+MATCH($AO21,'4.5 Beregning - Tariffer'!$D$15:$AR$15,0)-2)","v":0},{"$f":"OFFSET('4.5 Beregning - Tariffer'!$D$15,$AN21,AH$6+MATCH($AO21,'4.5 Beregning - Tariffer'!$D$15:$AR$15,0)-2)","v":0},{"$f":"OFFSET('4.5 Beregning - Tariffer'!$D$15,$AN21,AI$6+MATCH($AO21,'4.5 Beregning - Tariffer'!$D$15:$AR$15,0)-2)","v":0},null,{"$f":"IFERROR(OFFSET('4.3 Beregning - Abonnement'!$D$11,$AN21,AK$6+MATCH($AO21,'4.3 Beregning - Abonnement'!$D$11:$AR$11,0)-2),0)","v":0},{"$f":"IFERROR(OFFSET('4.3 Beregning - Abonnement'!$D$11,$AN21,AL$6+MATCH($AO21,'4.3 Beregning - Abonnement'!$D$11:$AR$11,0)-2),0)","v":0},1,13,"C",{"$f":"'4.5 Beregning - Tariffer'!B28","v":"5. ENERGISPAREINDSATS"}]
["5.1 Faste omkostninger til energispareindsats",null,0,0,0,0,0,0,0,0,null,{"$f":"IFERROR(IF('Forside Print'!$E$12=1,IF($L$8=\"Time\",AK22,\"\"),(IF($L$8=\"Time\",AK22,\"\")/12)),\"\")","v":0},{"$f":"IFERROR(IF('Forside Print'!$E$12=1,IF($L$8=\"Time\",AK55,\"\"),(IF($L$8=\"Time\",AK55,\"\")/12)),\"\")","v":0},{"$f":"IFERROR(IF('Forside Print'!$E$12=1,IF($N$8=\"Skabelon\",AL22,\"\"),(IF($N$8=\"Skabelon\",AL22,\"\")/12)),\"\")","v":0},{"$f":"IFERROR(IF('Forside Print'!$E$12=1,IF($N$8=\"Skabelon\",AL55,\"\"),(IF($N$8=\"Skabelon\",AL55,\"\")/12)),\"\")","v":0},null,null,null,null,null,null,null,null,null,null,null,null,null,null,null,"5.1 Faste omkostninger til energispareindsats",{"$f":"OFFSET('4.5 Beregning - Tariffer'!$D$15,$AN22,AF$6+MATCH($AO22,'4.5 Beregning - Tariffer'!$D$15:$AR$15,0)-2)","v":0},{"$f":"OFFSET('4.5 Beregning - Tariffer'!$D$15,$AN22,AG$6+MATCH($AO22,'4.5 Beregning - Tariffer'!$D$15:$AR$15,0)-2)","v":0},{"$f":"OFFSET('4.5 Beregning - Tariffer'!$D$15,$AN22,AH$6+MATCH($AO22,'4.5 Beregning - Tariffer'!$D$15:$AR$15,0)-2)","v":0},{"$f":"OFFSET('4.5 Beregning - Tariffer'!$D$15,$AN22,AI$6+MATCH($AO22,'4.5 Beregning - Tariffer'!$D$15:$AR$15,0)-2)","v":0},null,{"$f":"IFERROR(OFFSET('4.3 Beregning - Abonnement'!$D$11,$AN22,AK$6+MATCH($AO22,'4.3 Beregning - Abonnement'!$D$11:$AR$11,0)-2),0)","v":0},{"$f":"IFERROR(OFFSET('4.3 Beregning - Abonnement'!$D$11,$AN22,AL$6+MATCH($AO22,'4.3 Beregning - Abonnement'!$D$11:$AR$11,0)-2),0)","v":0},1,14,"C",{"$f":"'4.5 Beregning - Tariffer'!B29","v":"5.1 Faste omkostninger til energispareindsats"}]
["5.2 Variable omkostninger til energispareindsats",null,0,0,"",0,"",0,"",0,null,{"$f":"IFERROR(IF('Forside Print'!$E$12=1,IF($L$8=\"Time\",AK23,\"\"),(IF($L$8=\"Time\",AK23,\"\")/12)),\"\")","v":0},{"$f":"IFERROR(IF('Forside Print'!$E$12=1,IF($L$8=\"Time\",AK56,\"\"),(IF($L$8=\"Time\",AK56,\"\")/12)),\"\")","v":0},{"$f":"IFERROR(IF('Forside Print'!$E$12=1,IF($N$8=\"Skabelon\",AL23,\"\"),(IF($N$8=\"Skabelon\",AL23,\"\")/12)),\"\")","v":0},{"$f":"IFERROR(IF('Forside Print'!$E$12=1,IF($N$8=\"Skabelon\",AL56,\"\"),(IF($N$8=\"Skabelon\",AL56,\"\")/12)),\"\")","v":0},null,null,null,null,null,null,null,null,null,null,null,null,null,null,null,"5.2 Variable omkostninger til energispareindsats",{"$f":"OFFSET('4.5 Beregning - Tariffer'!$D$15,$AN23,AF$6+MATCH($AO23,'4.5 Beregning - Tariffer'!$D$15:$AR$15,0)-2)","v":{"$error":"#DIV/0!"}},{"$f":"OFFSET('4.5 Beregning - Tariffer'!$D$15,$AN23,AG$6+MATCH($AO23,'4.5 Beregning - Tariffer'!$D$15:$AR$15,0)-2)","v":{"$error":"#DIV/0!"}},{"$f":"OFFSET('4.5 Beregning - Tariffer'!$D$15,$AN23,AH$6+MATCH($AO23,'4.5 Beregning - Tariffer'!$D$15:$AR$15,0)-2)","v":0},{"$f":"OFFSET('4.5 Beregning - Tariffer'!$D$15,$AN23,AI$6+MATCH($AO23,'4.5 Beregning - Tariffer'!$D$15:$AR$15,0)-2)","v":{"$error":"#DIV/0!"}},null,{"$f":"IFERROR(OFFSET('4.3 Beregning - Abonnement'!$D$11,$AN23,AK$6+MATCH($AO23,'4.3 Beregning - Abonnement'!$D$11:$AR$11,0)-2),0)","v":0},{"$f":"IFERROR(OFFSET('4.3 Beregning - Abonnement'!$D$11,$AN23,AL$6+MATCH($AO23,'4.3 Beregning - Abonnement'!$D$11:$AR$11,0)-2),0)","v":0},1,15,"C",{"$f":"'4.5 Beregning - Tariffer'!B30","v":"5.2 Variable omkostninger til energispareindsats"}]
["6. NETTAB",null,0,0,0,0,0,0,0,0,null,{"$f":"IFERROR(IF('Forside Print'!$E$12=1,IF($L$8=\"Time\",AK24,\"\"),(IF($L$8=\"Time\",AK24,\"\")/12)),\"\")","v":0},{"$f":"IFERROR(IF('Forside Print'!$E$12=1,IF($L$8=\"Time\",AK57,\"\"),(IF($L$8=\"Time\",AK57,\"\")/12)),\"\")","v":0},{"$f":"IFERROR(IF('Forside Print'!$E$12=1,IF($N$8=\"Skabelon\",AL24,\"\"),(IF($N$8=\"Skabelon\",AL24,\"\")/12)),\"\")","v":0},{"$f":"IFERROR(IF('Forside Print'!$E$12=1,IF($N$8=\"Skabelon\",AL57,\"\"),(IF($N$8=\"Skabelon\",AL57,\"\")/12)),\"\")","v":0},null,null,null,null,null,null,null,null,null,null,null,null,null,null,null,"6. NETTAB",{"$f":"OFFSET('4.5 Beregning - Tariffer'!$D$15,$AN24,AF$6+MATCH($AO24,'4.5 Beregning - Tariffer'!$D$15:$AR$15,0)-2)","v":0},{"$f":"OFFSET('4.5 Beregning - Tariffer'!$D$15,$AN24,AG$6+MATCH($AO24,'4.5 Beregning - Tariffer'!$D$15:$AR$15,0)-2)","v":0},{"$f":"OFFSET('4.5 Beregning - Tariffer'!$D$15,$AN24,AH$6+MATCH($AO24,'4.5 Beregning - Tariffer'!$D$15:$AR$15,0)-2)","v":0},{"$f":"OFFSET('4.5 Beregning - Tariffer'!$D$15,$AN24,AI$6+MATCH($AO24,'4.5 Beregning - Tariffer'!$D$15:$AR$15,0)-2)","v":0},null,{"$f":"IFERROR(OFFSET('4.3 Beregning - Abonnement'!$D$11,$AN24,AK$6+MATCH($AO24,'4.3 Beregning - Abonnement'!$D$11:$AR$11,0)-2),0)","v":0},{"$f":"IFERROR(OFFSET('4.3 Beregning - Abonnement'!$D$11,$AN24,AL$6+MATCH($AO24,'4.3 Beregning - Abonnement'!$D$11:$AR$11,0)-2),0)","v":0},1,16,"C",{"$f":"'4.5 Beregning - Tariffer'!B31","v":"6. NETTAB"}]
["6.1 Omkostninger ved nettab (kun ledningsnet)",null,0,0,"",0,"",0,"",0,null,{"$f":"IFERROR(IF('Forside Print'!$E$12=1,IF($L$8=\"Time\",AK25,\"\"),(IF($L$8=\"Time\",AK25,\"\")/12)),\"\")","v":0},{"$f":"IFERROR(IF('Forside Print'!$E$12=1,IF($L$8=\"Time\",AK58,\"\"),(IF($L$8=\"Time\",AK58,\"\")/12)),\"\")","v":0},{"$f":"IFERROR(IF('Forside Print'!$E$12=1,IF($N$8=\"Skabelon\",AL25,\"\"),(IF($N$8=\"Skabelon\",AL25,\"\")/12)),\"\")","v":0},{"$f":"IFERROR(IF('Forside Print'!$E$12=1,IF($N$8=\"Skabelon\",AL58,\"\"),(IF($N$8=\"Skabelon\",AL58,\"\")/12)),\"\")","v":0},null,null,null,null,null,null,null,null,null,null,null,null,null,null,null,"6.1 Omkostninger ved nettab (kun ledningsnet)",{"$f":"OFFSET('4.5 Beregning - Tariffer'!$D$15,$AN25,AF$6+MATCH($AO25,'4.5 Beregning - Tariffer'!$D$15:$AR$15,0)-2)","v":{"$error":"#DIV/0!"}},{"$f":"OFFSET('4.5 Beregning - Tariffer'!$D$15,$AN25,AG$6+MATCH($AO25,'4.5 Beregning - Tariffer'!$D$15:$AR$15,0)-2)","v":{"$error":"#DIV/0!"}},{"$f":"OFFSET('4.5 Beregning - Tariffer'!$D$15,$AN25,AH$6+MATCH($AO25,'4.5 Beregning - Tariffer'!$D$15:$AR$15,0)-2)","v":0},{"$f":"OFFSET('4.5 Beregning - Tariffer'!$D$15,$AN25,AI$6+MATCH($AO25,'4.5 Beregning - Tariffer'!$D$15:$AR$15,0)-2)","v":{"$error":"#DIV/0!"}},null,{"$f":"IFERROR(OFFSET('4.3 Beregning - Abonnement'!$D$11,$AN25,AK$6+MATCH($AO25,'4.3 Beregning - Abonnement'!$D$11:$AR$11,0)-2),0)","v":0},{"$f":"IFERROR(OFFSET('4.3 Beregning - Abonnement'!$D$11,$AN25,AL$6+MATCH($AO25,'4.3 Beregning - Abonnement'!$D$11:$AR$11,0)-2),0)","v":0},1,17,"C",{"$f":"'4.5 Beregning - Tariffer'!B32","v":"6.1 Omkostninger ved nettab (kun ledningsnet)"}]
["6.2 Omkostninger ved nettab (transformerstationer)",null,0,0,"",0,"",0,"",0,null,{"$f":"IFERROR(IF('Forside Print'!$E$12=1,IF($L$8=\"Time\",AK26,\"\"),(IF($L$8=\"Time\",AK26,\"\")/12)),\"\")","v":0},{"$f":"IFERROR(IF('Forside Print'!$E$12=1,IF($L$8=\"Time\",AK59,\"\"),(IF($L$8=\"Time\",AK59,\"\")/12)),\"\")","v":0},{"$f":"IFERROR(IF('Forside Print'!$E$12=1,IF($N$8=\"Skabelon\",AL26,\"\"),(IF($N$8=\"Skabelon\",AL26,\"\")/12)),\"\")","v":0},{"$f":"IFERROR(IF('Forside Print'!$E$12=1,IF($N$8=\"Skabelon\",AL59,\"\"),(IF($N$8=\"Skabelon\",AL59,\"\")/12)),\"\")","v":0},null,null,null,null,null,null,null,null,null,null,null,null,null,null,null,"6.2 Omkostninger ved nettab (transformerstationer)",{"$f":"OFFSET('4.5 Beregning - Tariffer'!$D$15,$AN26,AF$6+MATCH($AO26,'4.5 Beregning - Tariffer'!$D$15:$AR$15,0)-2)","v":{"$error":"#DIV/0!"}},{"$f":"OFFSET('4.5 Beregning - Tariffer'!$D$15,$AN26,AG$6+MATCH($AO26,'4.5 Beregning - Tariffer'!$D$15:$AR$15,0)-2)","v":{"$error":"#DIV/0!"}},{"$f":"OFFSET('4.5 Beregning - Tariffer'!$D$15,$AN26,AH$6+MATCH($AO26,'4.5 Beregning - Tariffer'!$D$15:$AR$15,0)-2)","v":0},{"$f":"OFFSET('4.5 Beregning - Tariffer'!$D$15,$AN26,AI$6+MATCH($AO26,'4.5 Beregning - Tariffer'!$D$15:$AR$15,0)-2)","v":{"$error":"#DIV/0!"}},null,{"$f":"IFERROR(OFFSET('4.3 Beregning - Abonnement'!$D$11,$AN26,AK$6+MATCH($AO26,'4.3 Beregning - Abonnement'!$D$11:$AR$11,0)-2),0)","v":0},{"$f":"IFERROR(OFFSET('4.3 Beregning - Abonnement'!$D$11,$AN26,AL$6+MATCH($AO26,'4.3 Beregning - Abonnement'!$D$11:$AR$11,0)-2),0)","v":0},1,18,"C",{"$f":"'4.5 Beregning - Tariffer'!B33","v":"6.2 Omkostninger ved nettab (transformerstationer)"}]
["7. ØVRIGE OMKOSTNINGER",null,0,0,0,0,0,0,0,0,null,{"$f":"IFERROR(IF('Forside Print'!$E$12=1,IF($L$8=\"Time\",AK27,\"\"),(IF($L$8=\"Time\",AK27,\"\")/12)),\"\")","v":0},{"$f":"IFERROR(IF('Forside Print'!$E$12=1,IF($L$8=\"Time\",AK60,\"\"),(IF($L$8=\"Time\",AK60,\"\")/12)),\"\")","v":0},{"$f":"IFERROR(IF('Forside Print'!$E$12=1,IF($N$8=\"Skabelon\",AL27,\"\"),(IF($N$8=\"Skabelon\",AL27,\"\")/12)),\"\")","v":0},{"$f":"IFERROR(IF('Forside Print'!$E$12=1,IF($N$8=\"Skabelon\",AL60,\"\"),(IF($N$8=\"Skabelon\",AL60,\"\")/12)),\"\")","v":0},null,null,null,null,null,null,null,null,null,null,null,null,null,null,null,"7. ØVRIGE OMKOSTNINGER",{"$f":"OFFSET('4.5 Beregning - Tariffer'!$D$15,$AN27,AF$6+MATCH($AO27,'4.5 Beregning - Tariffer'!$D$15:$AR$15,0)-2)","v":0},{"$f":"OFFSET('4.5 Beregning - Tariffer'!$D$15,$AN27,AG$6+MATCH($AO27,'4.5 Beregning - Tariffer'!$D$15:$AR$15,0)-2)","v":0},{"$f":"OFFSET('4.5 Beregning - Tariffer'!$D$15,$AN27,AH$6+MATCH($AO27,'4.5 Beregning - Tariffer'!$D$15:$AR$15,0)-2)","v":0},{"$f":"OFFSET('4.5 Beregning - Tariffer'!$D$15,$AN27,AI$6+MATCH($AO27,'4.5 Beregning - Tariffer'!$D$15:$AR$15,0)-2)","v":0},null,{"$f":"IFERROR(OFFSET('4.3 Beregning - Abonnement'!$D$11,$AN27,AK$6+MATCH($AO27,'4.3 Beregning - Abonnement'!$D$11:$AR$11,0)-2),0)","v":0},{"$f":"IFERROR(OFFSET('4.3 Beregning - Abonnement'!$D$11,$AN27,AL$6+MATCH($AO27,'4.3 Beregning - Abonnement'!$D$11:$AR$11,0)-2),0)","v":0},1,19,"C",{"$f":"'4.5 Beregning - Tariffer'!B34","v":"7. ØVRIGE OMKOSTNINGER"}]
["7.1 Øvrige omkostninger",null,0,0,0,0,0,0,0,0,null,{"$f":"IFERROR(IF('Forside Print'!$E$12=1,IF($L$8=\"Time\",AK28,\"\"),(IF($L$8=\"Time\",AK28,\"\")/12)),\"\")","v":0},{"$f":"IFERROR(IF('Forside Print'!$E$12=1,IF($L$8=\"Time\",AK61,\"\"),(IF($L$8=\"Time\",AK61,\"\")/12)),\"\")","v":0},{"$f":"IFERROR(IF('Forside Print'!$E$12=1,IF($N$8=\"Skabelon\",AL28,\"\"),(IF($N$8=\"Skabelon\",AL28,\"\")/12)),\"\")","v":0},{"$f":"IFERROR(IF('Forside Print'!$E$12=1,IF($N$8=\"Skabelon\",AL61,\"\"),(IF($N$8=\"Skabelon\",AL61,\"\")/12)),\"\")","v":0},null,null,null,null,null,null,null,null,null,null,null,null,null,null,null,"7.1 Øvrige omkostninger",{"$f":"OFFSET('4.5 Beregning - Tariffer'!$D$15,$AN28,AF$6+MATCH($AO28,'4.5 Beregning - Tariffer'!$D$15:$AR$15,0)-2)","v":0},{"$f":"OFFSET('4.5 Beregning - Tariffer'!$D$15,$AN28,AG$6+MATCH($AO28,'4.5 Beregning - Tariffer'!$D$15:$AR$15,0)-2)","v":0},{"$f":"OFFSET('4.5 Beregning - Tariffer'!$D$15,$AN28,AH$6+MATCH($AO28,'4.5 Beregning - Tariffer'!$D$15:$AR$15,0)-2)","v":0},{"$f":"OFFSET('4.5 Beregning - Tariffer'!$D$15,$AN28,AI$6+MATCH($AO28,'4.5 Beregning - Tariffer'!$D$15:$AR$15,0)-2)","v":0},null,{"$f":"IFERROR(OFFSET('4.3 Beregning - Abonnement'!$D$11,$AN28,AK$6+MATCH($AO28,'4.3 Beregning - Abonnement'!$D$11:$AR$11,0)-2),0)","v":0},{"$f":"IFERROR(OFFSET('4.3 Beregning - Abonnement'!$D$11,$AN28,AL$6+MATCH($AO28,'4.3 Beregning - Abonnement'!$D$11:$AR$11,0)-2),0)","v":0},1,20,"C",{"$f":"'4.5 Beregning - Tariffer'!B35","v":"7.1 Øvrige omkostninger"}]
["8. AFSKRIVNINGER",null,0,0,0,0,0,0,0,0,null,{"$f":"IFERROR(IF('Forside Print'!$E$12=1,IF($L$8=\"Time\",AK29,\"\"),(IF($L$8=\"Time\",AK29,\"\")/12)),\"\")","v":0},{"$f":"IFERROR(IF('Forside Print'!$E$12=1,IF($L$8=\"Time\",AK62,\"\"),(IF($L$8=\"Time\",AK62,\"\")/12)),\"\")","v":0},{"$f":"IFERROR(IF('Forside Print'!$E$12=1,IF($N$8=\"Skabelon\",AL29,\"\"),(IF($N$8=\"Skabelon\",AL29,\"\")/12)),\"\")","v":0},{"$f":"IFERROR(IF('Forside Print'!$E$12=1,IF($N$8=\"Skabelon\",AL62,\"\"),(IF($N$8=\"Skabelon\",AL62,\"\")/12)),\"\")","v":0},null,null,null,null,null,null,null,null,null,null,null,null,null,null,null,"8. AFSKRIVNINGER",{"$f":"OFFSET('4.5 Beregning - Tariffer'!$D$15,$AN29,AF$6+MATCH($AO29,'4.5 Beregning - Tariffer'!$D$15:$AR$15,0)-2)","v":0},{"$f":"OFFSET('4.5 Beregning - Tariffer'!$D$15,$AN29,AG$6+MATCH($AO29,'4.5 Beregning - Tariffer'!$D$15:$AR$15,0)-2)","v":0},{"$f":"OFFSET('4.5 Beregning - Tariffer'!$D$15,$AN29,AH$6+MATCH($AO29,'4.5 Beregning - Tariffer'!$D$15:$AR$15,0)-2)","v":0},{"$f":"OFFSET('4.5 Beregning - Tariffer'!$D$15,$AN29,AI$6+MATCH($AO29,'4.5 Beregning - Tariffer'!$D$15:$AR$15,0)-2)","v":0},null,{"$f":"IFERROR(OFFSET('4.3 Beregning - Abonnement'!$D$11,$AN29,AK$6+MATCH($AO29,'4.3 Beregning - Abonnement'!$D$11:$AR$11,0)-2),0)","v":0},{"$f":"IFERROR(OFFSET('4.3 Beregning - Abonnement'!$D$11,$AN29,AL$6+MATCH($AO29,'4.3 Beregning - Abonnement'!$D$11:$AR$11,0)-2),0)","v":0},1,21,"C",{"$f":"'4.5 Beregning - Tariffer'!B36","v":"8. AFSKRIVNINGER"}]
["8.1 Transformerstationer",null,0,0,"",0,"",0,"",0,null,{"$f":"IFERROR(IF('Forside Print'!$E$12=1,IF($L$8=\"Time\",AK30,\"\"),(IF($L$8=\"Time\",AK30,\"\")/12)),\"\")","v":0},{"$f":"IFERROR(IF('Forside Print'!$E$12=1,IF($L$8=\"Time\",AK63,\"\"),(IF($L$8=\"Time\",AK63,\"\")/12)),\"\")","v":0},{"$f":"IFERROR(IF('Forside Print'!$E$12=1,IF($N$8=\"Skabelon\",AL30,\"\"),(IF($N$8=\"Skabelon\",AL30,\"\")/12)),\"\")","v":0},{"$f":"IFERROR(IF('Forside Print'!$E$12=1,IF($N$8=\"Skabelon\",AL63,\"\"),(IF($N$8=\"Skabelon\",AL63,\"\")/12)),\"\")","v":0},null,null,null,null,null,null,null,null,null,null,null,null,null,null,null,"8.1 Transformerstationer",{"$f":"OFFSET('4.5 Beregning - Tariffer'!$D$15,$AN30,AF$6+MATCH($AO30,'4.5 Beregning - Tariffer'!$D$15:$AR$15,0)-2)","v":{"$error":"#DIV/0!"}},{"$f":"OFFSET('4.5 Beregning - Tariffer'!$D$15,$AN30,AG$6+MATCH($AO30,'4.5 Beregning - Tariffer'!$D$15:$AR$15,0)-2)","v":{"$error":"#DIV/0!"}},{"$f":"OFFSET('4.5 Beregning - Tariffer'!$D$15,$AN30,AH$6+MATCH($AO30,'4.5 Beregning - Tariffer'!$D$15:$AR$15,0)-2)","v":0},{"$f":"OFFSET('4.5 Beregning - Tariffer'!$D$15,$AN30,AI$6+MATCH($AO30,'4.5 Beregning - Tariffer'!$D$15:$AR$15,0)-2)","v":{"$error":"#DIV/0!"}},null,{"$f":"IFERROR(OFFSET('4.3 Beregning - Abonnement'!$D$11,$AN30,AK$6+MATCH($AO30,'4.3 Beregning - Abonnement'!$D$11:$AR$11,0)-2),0)","v":0},{"$f":"IFERROR(OFFSET('4.3 Beregning - Abonnement'!$D$11,$AN30,AL$6+MATCH($AO30,'4.3 Beregning - Abonnement'!$D$11:$AR$11,0)-2),0)","v":0},1,22,"C",{"$f":"'4.5 Beregning - Tariffer'!B37","v":"8.1 Transformerstationer"}]
["8.2 Netaktiver, ekskl. transformerstationer og målere",null,0,0,"",0,"",0,"",0,null,{"$f":"IFERROR(IF('Forside Print'!$E$12=1,IF($L$8=\"Time\",AK31,\"\"),(IF($L$8=\"Time\",AK31,\"\")/12)),\"\")","v":0},{"$f":"IFERROR(IF('Forside Print'!$E$12=1,IF($L$8=\"Time\",AK64,\"\"),(IF($L$8=\"Time\",AK64,\"\")/12)),\"\")","v":0},{"$f":"IFERROR(IF('Forside Print'!$E$12=1,IF($N$8=\"Skabelon\",AL31,\"\"),(IF($N$8=\"Skabelon\",AL31,\"\")/12)),\"\")","v":0},{"$f":"IFERROR(IF('Forside Print'!$E$12=1,IF($N$8=\"Skabelon\",AL64,\"\"),(IF($N$8=\"Skabelon\",AL64,\"\")/12)),\"\")","v":0},null,null,null,null,null,null,null,null,null,null,null,null,null,null,null,"8.2 Netaktiver, ekskl. transformerstationer og målere",{"$f":"OFFSET('4.5 Beregning - Tariffer'!$D$15,$AN31,AF$6+MATCH($AO31,'4.5 Beregning - Tariffer'!$D$15:$AR$15,0)-2)","v":{"$error":"#DIV/0!"}},{"$f":"OFFSET('4.5 Beregning - Tariffer'!$D$15,$AN31,AG$6+MATCH($AO31,'4.5 Beregning - Tariffer'!$D$15:$AR$15,0)-2)","v":{"$error":"#DIV/0!"}},{"$f":"OFFSET('4.5 Beregning - Tariffer'!$D$15,$AN31,AH$6+MATCH($AO31,'4.5 Beregning - Tariffer'!$D$15:$AR$15,0)-2)","v":0},{"$f":"OFFSET('4.5 Beregning - Tariffer'!$D$15,$AN31,AI$6+MATCH($AO31,'4.5 Beregning - Tariffer'!$D$15:$AR$15,0)-2)","v":{"$error":"#DIV/0!"}},null,{"$f":"IFERROR(OFFSET('4.3 Beregning - Abonnement'!$D$11,$AN31,AK$6+MATCH($AO31,'4.3 Beregning - Abonnement'!$D$11:$AR$11,0)-2),0)","v":0},{"$f":"IFERROR(OFFSET('4.3 Beregning - Abonnement'!$D$11,$AN31,AL$6+MATCH($AO31,'4.3 Beregning - Abonnement'!$D$11:$AR$11,0)-2),0)","v":0},1,23,"C",{"$f":"'4.5 Beregning - Tariffer'!B38","v":"8.2 Netaktiver, ekskl. transformerstationer og målere"}]
["8.3 Målere",null,0,0,0,0,0,0,0,0,null,{"$f":"IFERROR(IF('Forside Print'!$E$12=1,IF($L$8=\"Time\",AK32,\"\"),(IF($L$8=\"Time\",AK32,\"\")/12)),\"\")","v":0},{"$f":"IFERROR(IF('Forside Print'!$E$12=1,IF($L$8=\"Time\",AK65,\"\"),(IF($L$8=\"Time\",AK65,\"\")/12)),\"\")","v":0},{"$f":"IFERROR(IF('Forside Print'!$E$12=1,IF($N$8=\"Skabelon\",AL32,\"\"),(IF($N$8=\"Skabelon\",AL32,\"\")/12)),\"\")","v":0},{"$f":"IFERROR(IF('Forside Print'!$E$12=1,IF($N$8=\"Skabelon\",AL65,\"\"),(IF($N$8=\"Skabelon\",AL65,\"\")/12)),\"\")","v":0},null,null,null,null,null,null,null,null,null,null,null,null,null,null,null,"8.3 Målere",{"$f":"OFFSET('4.5 Beregning - Tariffer'!$D$15,$AN32,AF$6+MATCH($AO32,'4.5 Beregning - Tariffer'!$D$15:$AR$15,0)-2)","v":0},{"$f":"OFFSET('4.5 Beregning - Tariffer'!$D$15,$AN32,AG$6+MATCH($AO32,'4.5 Beregning - Tariffer'!$D$15:$AR$15,0)-2)","v":0},{"$f":"OFFSET('4.5 Beregning - Tariffer'!$D$15,$AN32,AH$6+MATCH($AO32,'4.5 Beregning - Tariffer'!$D$15:$AR$15,0)-2)","v":0},{"$f":"OFFSET('4.5 Beregning - Tariffer'!$D$15,$AN32,AI$6+MATCH($AO32,'4.5 Beregning - Tariffer'!$D$15:$AR$15,0)-2)","v":0},null,{"$f":"IFERROR(OFFSET('4.3 Beregning - Abonnement'!$D$11,$AN32,AK$6+MATCH($AO32,'4.3 Beregning - Abonnement'!$D$11:$AR$11,0)-2),0)","v":0},{"$f":"IFERROR(OFFSET('4.3 Beregning - Abonnement'!$D$11,$AN32,AL$6+MATCH($AO32,'4.3 Beregning - Abonnement'!$D$11:$AR$11,0)-2),0)","v":0},1,24,"C",{"$f":"'4.5 Beregning - Tariffer'!B39","v":"8.3 Målere"}]
["8.4 Øvrige anlægsaktiver",null,0,0,"",0,"",0,"",0,null,{"$f":"IFERROR(IF('Forside Print'!$E$12=1,IF($L$8=\"Time\",AK33,\"\"),(IF($L$8=\"Time\",AK33,\"\")/12)),\"\")","v":0},{"$f":"IFERROR(IF('Forside Print'!$E$12=1,IF($L$8=\"Time\",AK66,\"\"),(IF($L$8=\"Time\",AK66,\"\")/12)),\"\")","v":0},{"$f":"IFERROR(IF('Forside Print'!$E$12=1,IF($N$8=\"Skabelon\",AL33,\"\"),(IF($N$8=\"Skabelon\",AL33,\"\")/12)),\"\")","v":0},{"$f":"IFERROR(IF('Forside Print'!$E$12=1,IF($N$8=\"Skabelon\",AL66,\"\"),(IF($N$8=\"Skabelon\",AL66,\"\")/12)),\"\")","v":0},null,null,null,null,null,null,null,null,null,null,null,null,null,null,null,"8.4 Øvrige anlægsaktiver",{"$f":"OFFSET('4.5 Beregning - Tariffer'!$D$15,$AN33,AF$6+MATCH($AO33,'4.5 Beregning - Tariffer'!$D$15:$AR$15,0)-2)","v":{"$error":"#DIV/0!"}},{"$f":"OFFSET('4.5 Beregning - Tariffer'!$D$15,$AN33,AG$6+MATCH($AO33,'4.5 Beregning - Tariffer'!$D$15:$AR$15,0)-2)","v":{"$error":"#DIV/0!"}},{"$f":"OFFSET('4.5 Beregning - Tariffer'!$D$15,$AN33,AH$6+MATCH($AO33,'4.5 Beregning - Tariffer'!$D$15:$AR$15,0)-2)","v":0},{"$f":"OFFSET('4.5 Beregning - Tariffer'!$D$15,$AN33,AI$6+MATCH($AO33,'4.5 Beregning - Tariffer'!$D$15:$AR$15,0)-2)","v":{"$error":"#DIV/0!"}},null,{"$f":"IFERROR(OFFSET('4.3 Beregning - Abonnement'!$D$11,$AN33,AK$6+MATCH($AO33,'4.3 Beregning - Abonnement'!$D$11:$AR$11,0)-2),0)","v":0},{"$f":"IFERROR(OFFSET('4.3 Beregning - Abonnement'!$D$11,$AN33,AL$6+MATCH($AO33,'4.3 Beregning - Abonnement'!$D$11:$AR$11,0)-2),0)","v":0},1,25,"C",{"$f":"'4.5 Beregning - Tariffer'!B40","v":"8.4 Øvrige anlægsaktiver"}]
["Omkostninger, total",null,0,0,"",0,"",0,"",0,null,{"$f":"IFERROR(IF('Forside Print'!$E$12=1,IF($L$8=\"Time\",AK34,\"\"),(IF($L$8=\"Time\",AK34,\"\")/12)),\"\")","v":0},{"$f":"IFERROR(IF('Forside Print'!$E$12=1,IF($L$8=\"Time\",AK67,\"\"),(IF($L$8=\"Time\",AK67,\"\")/12)),\"\")","v":0},{"$f":"IFERROR(IF('Forside Print'!$E$12=1,IF($N$8=\"Skabelon\",AL34,\"\"),(IF($N$8=\"Skabelon\",AL34,\"\")/12)),\"\")","v":0},{"$f":"IFERROR(IF('Forside Print'!$E$12=1,IF($N$8=\"Skabelon\",AL67,\"\"),(IF($N$8=\"Skabelon\",AL67,\"\")/12)),\"\")","v":0},null,null,null,null,null,null,null,null,null,null,null,null,null,null,null,"Omkostninger, total",{"$f":"OFFSET('4.5 Beregning - Tariffer'!$D$15,$AN34,AF$6+MATCH($AO34,'4.5 Beregning - Tariffer'!$D$15:$AR$15,0)-2)","v":{"$error":"#DIV/0!"}},{"$f":"OFFSET('4.5 Beregning - Tariffer'!$D$15,$AN34,AG$6+MATCH($AO34,'4.5 Beregning - Tariffer'!$D$15:$AR$15,0)-2)","v":{"$error":"#DIV/0!"}},{"$f":"OFFSET('4.5 Beregning - Tariffer'!$D$15,$AN34,AH$6+MATCH($AO34,'4.5 Beregning - Tariffer'!$D$15:$AR$15,0)-2)","v":0},{"$f":"OFFSET('4.5 Beregning - Tariffer'!$D$15,$AN34,AI$6+MATCH($AO34,'4.5 Beregning - Tariffer'!$D$15:$AR$15,0)-2)","v":{"$error":"#DIV/0!"}},null,{"$f":"IFERROR(OFFSET('4.3 Beregning - Abonnement'!$D$11,$AN37,AK$6+MATCH($AO37,'4.3 Beregning - Abonnement'!$D$11:$AR$11,0)-2),0)","v":0},{"$f":"IFERROR(OFFSET('4.3 Beregning - Abonnement'!$D$11,$AN37,AL$6+MATCH($AO37,'4.3 Beregning - Abonnement'!$D$11:$AR$11,0)-2),0)","v":0},1,26,"C",{"$f":"'4.5 Beregning - Tariffer'!B41","v":"Omkostninger, total"}]
["Forrentning",null,0,0,"",0,"",0,"",0,null,{"$f":"IFERROR(IF('Forside Print'!$E$12=1,IF($L$8=\"Time\",AK35,\"\"),(IF($L$8=\"Time\",AK35,\"\")/12)),\"\")","v":0},{"$f":"IFERROR(IF('Forside Print'!$E$12=1,IF($L$8=\"Time\",AK68,\"\"),(IF($L$8=\"Time\",AK68,\"\")/12)),\"\")","v":0},{"$f":"IFERROR(IF('Forside Print'!$E$12=1,IF($N$8=\"Skabelon\",AL35,\"\"),(IF($N$8=\"Skabelon\",AL35,\"\")/12)),\"\")","v":0},{"$f":"IFERROR(IF('Forside Print'!$E$12=1,IF($N$8=\"Skabelon\",AL68,\"\"),(IF($N$8=\"Skabelon\",AL68,\"\")/12)),\"\")","v":0},null,null,null,null,null,null,null,null,null,null,null,null,null,null,null,"Forrentning af kapital",{"$f":"OFFSET('4.5 Beregning - Tariffer'!$D$15,$AN35,AF$6+MATCH($AO35,'4.5 Beregning - Tariffer'!$D$15:$AR$15,0)-2)","v":{"$error":"#DIV/0!"}},{"$f":"OFFSET('4.5 Beregning - Tariffer'!$D$15,$AN35,AG$6+MATCH($AO35,'4.5 Beregning - Tariffer'!$D$15:$AR$15,0)-2)","v":{"$error":"#DIV/0!"}},{"$f":"OFFSET('4.5 Beregning - Tariffer'!$D$15,$AN35,AH$6+MATCH($AO35,'4.5 Beregning - Tariffer'!$D$15:$AR$15,0)-2)","v":0},{"$f":"OFFSET('4.5 Beregning - Tariffer'!$D$15,$AN35,AI$6+MATCH($AO35,'4.5 Beregning - Tariffer'!$D$15:$AR$15,0)-2)","v":{"$error":"#DIV/0!"}},null,null,null,1,27,"C",{"$f":"'4.5 Beregning - Tariffer'!B42","v":"Forrentning af kapital"}]
["Tillæg for fremtidige inv./fradrag for sparede reinv.",null,0,0,"",0,"",0,"",0,null,{"$f":"IFERROR(IF('Forside Print'!$E$12=1,IF($L$8=\"Time\",AK36,\"\"),(IF($L$8=\"Time\",AK36,\"\")/12)),\"\")","v":0},{"$f":"IFERROR(IF('Forside Print'!$E$12=1,IF($L$8=\"Time\",AK69,\"\"),(IF($L$8=\"Time\",AK69,\"\")/12)),\"\")","v":0},{"$f":"IFERROR(IF('Forside Print'!$E$12=1,IF($N$8=\"Skabelon\",AL36,\"\"),(IF($N$8=\"Skabelon\",AL36,\"\")/12)),\"\")","v":0},{"$f":"IFERROR(IF('Forside Print'!$E$12=1,IF($N$8=\"Skabelon\",AL69,\"\"),(IF($N$8=\"Skabelon\",AL69,\"\")/12)),\"\")","v":0},null,null,null,null,null,null,null,null,null,null,null,null,null,null,null,"Tillæg for fremtidige inv./fradrag for sparede reinv.",{"$f":"OFFSET('4.5 Beregning - Tariffer'!$D$15,$AN36,AF$6+MATCH($AO36,'4.5 Beregning - Tariffer'!$D$15:$AR$15,0)-2)","v":{"$error":"#DIV/0!"}},{"$f":"OFFSET('4.5 Beregning - Tariffer'!$D$15,$AN36,AG$6+MATCH($AO36,'4.5 Beregning - Tariffer'!$D$15:$AR$15,0)-2)","v":{"$error":"#DIV/0!"}},{"$f":"OFFSET('4.5 Beregning - Tariffer'!$D$15,$AN36,AH$6+MATCH($AO36,'4.5 Beregning - Tariffer'!$D$15:$AR$15,0)-2)","v":0},{"$f":"OFFSET('4.5 Beregning - Tariffer'!$D$15,$AN36,AI$6+MATCH($AO36,'4.5 Beregning - Tariffer'!$D$15:$AR$15,0)-2)","v":{"$error":"#DIV/0!"}},null,null,null,1,28,"C",{"$f":"'4.5 Beregning - Tariffer'!B43","v":"Tillæg for fremtidige inv./fradrag for sparede reinv."}]
["Justering sfa. afrundning af abonnement",null,0,0,0,0,0,0,0,0,null,{"$f":"IFERROR(IF('Forside Print'!$E$12=1,IF($L$8=\"Time\",AK37,\"\"),(IF($L$8=\"Time\",AK37,\"\")/12)),\"\")","v":0},{"$f":"IFERROR(IF('Forside Print'!$E$12=1,IF($L$8=\"Time\",AK70,\"\"),(IF($L$8=\"Time\",AK70,\"\")/12)),\"\")","v":0},{"$f":"IFERROR(IF('Forside Print'!$E$12=1,IF($N$8=\"Skabelon\",AL37,\"\"),(IF($N$8=\"Skabelon\",AL37,\"\")/12)),\"\")","v":0},{"$f":"IFERROR(IF('Forside Print'!$E$12=1,IF($N$8=\"Skabelon\",AL70,\"\"),(IF($N$8=\"Skabelon\",AL70,\"\")/12)),\"\")","v":0},null,null,null,null,null,null,null,null,null,null,null,null,null,null,null,"Justering af tarif sfa. afrundning af abonnement",{"$f":"OFFSET('4.5 Beregning - Tariffer'!$D$15,$AN37,AF$6+MATCH($AO37,'4.5 Beregning - Tariffer'!$D$15:$AR$15,0)-2)","v":0},{"$f":"OFFSET('4.5 Beregning - Tariffer'!$D$15,$AN37,AG$6+MATCH($AO37,'4.5 Beregning - Tariffer'!$D$15:$AR$15,0)-2)","v":0},{"$f":"OFFSET('4.5 Beregning - Tariffer'!$D$15,$AN37,AH$6+MATCH($AO37,'4.5 Beregning - Tariffer'!$D$15:$AR$15,0)-2)","v":0},{"$f":"OFFSET('4.5 Beregning - Tariffer'!$D$15,$AN37,AI$6+MATCH($AO37,'4.5 Beregning - Tariffer'!$D$15:$AR$15,0)-2)","v":0},null,{"$f":"IFERROR(OFFSET('4.3 Beregning - Abonnement'!$D$11,$AN39,AK$6+MATCH($AO39,'4.3 Beregning - Abonnement'!$D$11:$AR$11,0)-2),0)","v":0},{"$f":"IFERROR(OFFSET('4.3 Beregning - Abonnement'!$D$11,$AN39,AL$6+MATCH($AO39,'4.3 Beregning - Abonnement'!$D$11:$AR$11,0)-2),0)","v":0},1,29,"C",{"$f":"'4.5 Beregning - Tariffer'!B44","v":"Justering af tarif sfa. afrundning af abonnement"}]
["Samlet tarif/abonnement",null,0,0,"",0,"",0,"",0,null,{"$f":"IFERROR(IF('Forside Print'!$E$12=1,IF($L$8=\"Time\",AK38,\"\"),(IF($L$8=\"Time\",AK38,\"\")/12)),\"\")","v":0},{"$f":"IFERROR(IF('Forside Print'!$E$12=1,IF($L$8=\"Time\",AK71,\"\"),(IF($L$8=\"Time\",AK71,\"\")/12)),\"\")","v":0},{"$f":"IFERROR(IF('Forside Print'!$E$12=1,IF($N$8=\"Skabelon\",AL38,\"\"),(IF($N$8=\"Skabelon\",AL38,\"\")/12)),\"\")","v":0},{"$f":"IFERROR(IF('Forside Print'!$E$12=1,IF($N$8=\"Skabelon\",AL71,\"\"),(IF($N$8=\"Skabelon\",AL71,\"\")/12)),\"\")","v":0},null,null,null,null,null,null,null,null,null,null,null,null,null,null,null,"Samlet tarif-betaling",{"$f":"OFFSET('4.5 Beregning - Tariffer'!$D$15,$AN38,AF$6+MATCH($AO38,'4.5 Beregning - Tariffer'!$D$15:$AR$15,0)-2)","v":{"$error":"#DIV/0!"}},{"$f":"OFFSET('4.5 Beregning - Tariffer'!$D$15,$AN38,AG$6+MATCH($AO38,'4.5 Beregning - Tariffer'!$D$15:$AR$15,0)-2)","v":{"$error":"#DIV/0!"}},{"$f":"OFFSET('4.5 Beregning - Tariffer'!$D$15,$AN38,AH$6+MATCH($AO38,'4.5 Beregning - Tariffer'!$D$15:$AR$15,0)-2)","v":0},{"$f":"OFFSET('4.5 Beregning - Tariffer'!$D$15,$AN38,AI$6+MATCH($AO38,'4.5 Beregning - Tariffer'!$D$15:$AR$15,0)-2)","v":{"$error":"#DIV/0!"}},null,{"$f":"IFERROR(OFFSET('4.3 Beregning - Abonnement'!$D$11,$AN38,AK$6+MATCH($AO38,'4.3 Beregning - Abonnement'!$D$11:$AR$11,0)-2),0)","v":0},{"$f":"IFERROR(OFFSET('4.3 Beregning - Abonnement'!$D$11,$AN38,AL$6+MATCH($AO38,'4.3 Beregning - Abonnement'!$D$11:$AR$11,0)-2),0)","v":0},1,30,"C",{"$f":"'4.5 Beregning - Tariffer'!B45","v":"Samlet tarif-betaling"}]
[null,null,null,null,null,null,null,null,null,null,null,null,null,null,null,null,null,null,null,null,null,null,null,null,null,null,null,null,null,null,null,null,null,null,null,null,null,null,{"$f":"IF(AN39=1,AM38+1,AM38)","v":1},34,"C",{"$f":"'4.3 Beregning - Abonnement'!B45","v":"Afrundunding pr. Abon., kr"}]
[null,null,{"$f":"C8","v":0},null,{"$f":"E8","v":"Normal-C"},null,{"$f":"G8","v":"Spids-C"},null,{"$f":"I8","v":"Flad/gns."},null,null,{"$f":"L8","v":"Time"},null,{"$f":"N8","v":"Skabelon"}]
[null,null,null,null,null,null,null,null,null,null,null,null,null,null,null,null,null,null,null,null,null,null,null,null,null,null,null,null,null,null,"Gamle værdier","Tarif",null,null,null,null,"Abonnement"]
[null,null,null,null,null,null,null,null,null,null,null,null,null,null,null,null,null,null,null,null,null,null,null,null,null,null,null,null,null,null,{"$f":"A8","v":"C"},{"$f":"OFFSET('gl værdier tarif'!$D$15,$AN42,AF$6+MATCH($AO42,'gl værdier tarif'!$D$15:$AR$15,0)-2)","v":"Spids-C"},{"$f":"OFFSET('gl værdier tarif'!$D$15,$AN42,AG$6+MATCH($AO42,'gl værdier tarif'!$D$15:$AR$15,0)-2)","v":"Normal-C"},{"$f":"OFFSET('gl værdier tarif'!$D$15,$AN42,AH$6+MATCH($AO42,'gl værdier tarif'!$D$15:$AR$15,0)-2)","v":0},{"$f":"OFFSET('gl værdier tarif'!$D$15,$AN42,AI$6+MATCH($AO42,'gl værdier tarif'!$D$15:$AR$15,0)-2)","v":"Flad/gns."},null,null,null,{"$f":"IF(AN42=1,AM41+1,AM41)","v":1},1,{"$f":"AO38","v":"C"}]
[null,null,null,null,null,null,null,null,null,null,null,null,null,null,null,null,null,null,null,null,null,null,null,null,null,null,null,null,null,null,{"$f":"AP43","v":"1. DRIFT"},{"$f":"OFFSET('gl værdier tarif'!$D$15,$AN43,AF$6+MATCH($AO43,'gl værdier tarif'!$D$15:$AR$15,0)-2)","v":0},{"$f":"OFFSET('gl værdier tarif'!$D$15,$AN43,AG$6+MATCH($AO43,'gl værdier tarif'!$D$15:$AR$15,0)-2)","v":0},{"$f":"OFFSET('gl værdier tarif'!$D$15,$AN43,AH$6+MATCH($AO43,'gl værdier tarif'!$D$15:$AR$15,0)-2)","v":0},{"$f":"OFFSET('gl værdier tarif'!$D$15,$AN43,AI$6+MATCH($AO43,'gl værdier tarif'!$D$15:$AR$15,0)-2)","v":0},null,{"$f":"IFERROR(OFFSET('gl værdier abonn'!$D$11,$AN43,AK$6+MATCH($AO43,'gl værdier abonn'!$D$11:$AR$11,0)-2),0)","v":0},{"$f":"IFERROR(OFFSET('gl værdier abonn'!$D$11,$AN43,AL$6+MATCH($AO43,'gl værdier abonn'!$D$11:$AR$11,0)-2),0)","v":0},1,2,{"$f":"AO42","v":"C"},{"$f":"AP10","v":"1. DRIFT"},null,null,null,null,1,{"$f":"IF(AX43<>\"\",AU43,99)","v":1},{"$f":"RANK(AV43,$AV$10:$AV$19,1)","v":{"$error":"#N/A"}},{"$f":"'4.5 Beregning - Tariffer'!D47","v":0},1,{"$f":"IFERROR(VLOOKUP(AY43,$AW$10:$AX$19,2,FALSE),\"\")","v":"A høj"}]
[null,null,null,null,null,null,null,null,null,null,null,null,null,null,null,null,null,null,null,null,null,null,null,null,null,null,null,null,null,null,{"$f":"AP44","v":"1.1 Drift og vedligehold af transformerstationer"},{"$f":"OFFSET('gl værdier tarif'!$D$15,$AN44,AF$6+MATCH($AO44,'gl værdier tarif'!$D$15:$AR$15,0)-2)","v":0},{"$f":"OFFSET('gl værdier tarif'!$D$15,$AN44,AG$6+MATCH($AO44,'gl værdier tarif'!$D$15:$AR$15,0)-2)","v":0},{"$f":"OFFSET('gl værdier tarif'!$D$15,$AN44,AH$6+MATCH($AO44,'gl værdier tarif'!$D$15:$AR$15,0)-2)","v":0},{"$f":"OFFSET('gl værdier tarif'!$D$15,$AN44,AI$6+MATCH($AO44,'gl værdier tarif'!$D$15:$AR$15,0)-2)","v":0},null,{"$f":"IFERROR(OFFSET('gl værdier abonn'!$D$11,$AN44,AK$6+MATCH($AO44,'gl værdier abonn'!$D$11:$AR$11,0)-2),0)","v":0},{"$f":"IFERROR(OFFSET('gl værdier abonn'!$D$11,$AN44,AL$6+MATCH($AO44,'gl værdier abonn'!$D$11:$AR$11,0)-2),0)","v":0},1,3,"C","1.1 Drift og vedligehold af transformerstationer",null,null,null,null,2,2,{"$f":"RANK(AV44,$AV$10:$AV$19,1)","v":1},{"$f":"'4.5 Beregning - Tariffer'!H47","v":0},2,"A lav"]
[null,null,null,null,null,null,null,null,null,null,null,null,null,null,null,null,null,null,null,null,null,null,null,null,null,null,null,null,null,null,"1.2 Drift og vedligehold af ledningsnettet ",{"$f":"OFFSET('gl værdier tarif'!$D$15,$AN45,AF$6+MATCH($AO45,'gl værdier tarif'!$D$15:$AR$15,0)-2)","v":0},{"$f":"OFFSET('gl værdier tarif'!$D$15,$AN45,AG$6+MATCH($AO45,'gl værdier tarif'!$D$15:$AR$15,0)-2)","v":0},{"$f":"OFFSET('gl værdier tarif'!$D$15,$AN45,AH$6+MATCH($AO45,'gl værdier tarif'!$D$15:$AR$15,0)-2)","v":0},{"$f":"OFFSET('gl værdier tarif'!$D$15,$AN45,AI$6+MATCH($AO45,'gl værdier tarif'!$D$15:$AR$15,0)-2)","v":0},null,{"$f":"IFERROR(OFFSET('gl værdier abonn'!$D$11,$AN45,AK$6+MATCH($AO45,'gl værdier abonn'!$D$11:$AR$11,0)-2),0)","v":0},{"$f":"IFERROR(OFFSET('gl værdier abonn'!$D$11,$AN45,AL$6+MATCH($AO45,'gl værdier abonn'!$D$11:$AR$11,0)-2),0)","v":0},1,4,"C","1.2 Drift og vedligehold af ledningsnettet ",null,null,null,null,3,3,{"$error":"#N/A"},{"$f":"'4.5 Beregning - Tariffer'!L47","v":0},3,"B høj"]
[null,null,null,null,null,null,null,null,null,null,null,null,null,null,null,null,null,null,null,null,null,null,null,null,null,null,null,null,null,null,"1.3 Øvrige drifts- og vedligeholdelsesomkostninger",{"$f":"OFFSET('gl værdier tarif'!$D$15,$AN46,AF$6+MATCH($AO46,'gl værdier tarif'!$D$15:$AR$15,0)-2)","v":0},{"$f":"OFFSET('gl værdier tarif'!$D$15,$AN46,AG$6+MATCH($AO46,'gl værdier tarif'!$D$15:$AR$15,0)-2)","v":0},{"$f":"OFFSET('gl værdier tarif'!$D$15,$AN46,AH$6+MATCH($AO46,'gl værdier tarif'!$D$15:$AR$15,0)-2)","v":0},{"$f":"OFFSET('gl værdier tarif'!$D$15,$AN46,AI$6+MATCH($AO46,'gl værdier tarif'!$D$15:$AR$15,0)-2)","v":0},null,{"$f":"IFERROR(OFFSET('gl værdier abonn'!$D$11,$AN46,AK$6+MATCH($AO46,'gl værdier abonn'!$D$11:$AR$11,0)-2),0)","v":0},{"$f":"IFERROR(OFFSET('gl værdier abonn'!$D$11,$AN46,AL$6+MATCH($AO46,'gl værdier abonn'!$D$11:$AR$11,0)-2),0)","v":0},1,5,"C","1.3 Øvrige drifts- og vedligeholdelsesomkostninger",null,null,null,null,4,4,2,{"$f":"'4.5 Beregning - Tariffer'!P47","v":0},4,"B lav"]
[null,null,null,null,null,null,null,null,null,null,null,null,null,null,null,null,null,null,null,null,null,null,null,null,null,null,null,null,null,null,"2. MÅLERE",{"$f":"OFFSET('gl værdier tarif'!$D$15,$AN47,AF$6+MATCH($AO47,'gl værdier tarif'!$D$15:$AR$15,0)-2)","v":0},{"$f":"OFFSET('gl værdier tarif'!$D$15,$AN47,AG$6+MATCH($AO47,'gl værdier tarif'!$D$15:$AR$15,0)-2)","v":0},{"$f":"OFFSET('gl værdier tarif'!$D$15,$AN47,AH$6+MATCH($AO47,'gl værdier tarif'!$D$15:$AR$15,0)-2)","v":0},{"$f":"OFFSET('gl værdier tarif'!$D$15,$AN47,AI$6+MATCH($AO47,'gl værdier tarif'!$D$15:$AR$15,0)-2)","v":0},null,{"$f":"IFERROR(OFFSET('gl værdier abonn'!$D$11,$AN47,AK$6+MATCH($AO47,'gl værdier abonn'!$D$11:$AR$11,0)-2),0)","v":0},{"$f":"IFERROR(OFFSET('gl værdier abonn'!$D$11,$AN47,AL$6+MATCH($AO47,'gl værdier abonn'!$D$11:$AR$11,0)-2),0)","v":0},1,6,"C","2. MÅLERE",null,null,null,null,5,5,{"$error":"#N/A"},{"$f":"'4.5 Beregning - Tariffer'!T47","v":0},5,"C"]
[null,null,null,null,null,null,null,null,null,null,null,null,null,null,null,null,null,null,null,null,null,null,null,null,null,null,null,null,null,null,"2.1 Drift og vedligeholdelse af målere",{"$f":"OFFSET('gl værdier tarif'!$D$15,$AN48,AF$6+MATCH($AO48,'gl værdier tarif'!$D$15:$AR$15,0)-2)","v":0},{"$f":"OFFSET('gl værdier tarif'!$D$15,$AN48,AG$6+MATCH($AO48,'gl værdier tarif'!$D$15:$AR$15,0)-2)","v":0},{"$f":"OFFSET('gl værdier tarif'!$D$15,$AN48,AH$6+MATCH($AO48,'gl værdier tarif'!$D$15:$AR$15,0)-2)","v":0},{"$f":"OFFSET('gl værdier tarif'!$D$15,$AN48,AI$6+MATCH($AO48,'gl værdier tarif'!$D$15:$AR$15,0)-2)","v":0},null,{"$f":"IFERROR(OFFSET('gl værdier abonn'!$D$11,$AN48,AK$6+MATCH($AO48,'gl værdier abonn'!$D$11:$AR$11,0)-2),0)","v":0},{"$f":"IFERROR(OFFSET('gl værdier abonn'!$D$11,$AN48,AL$6+MATCH($AO48,'gl værdier abonn'!$D$11:$AR$11,0)-2),0)","v":0},1,7,"C","2.1 Drift og vedligeholdelse af målere",null,null,null,null,6,6,3,{"$f":"'4.5 Beregning - Tariffer'!Y47","v":0},6,""]
[null,null,null,null,null,null,null,null,null,null,null,null,null,null,null,null,null,null,null,null,null,null,null,null,null,null,null,null,null,null,"2.2 Indhentning og validering af måledata",{"$f":"OFFSET('gl værdier tarif'!$D$15,$AN49,AF$6+MATCH($AO49,'gl værdier tarif'!$D$15:$AR$15,0)-2)","v":0},{"$f":"OFFSET('gl værdier tarif'!$D$15,$AN49,AG$6+MATCH($AO49,'gl værdier tarif'!$D$15:$AR$15,0)-2)","v":0},{"$f":"OFFSET('gl værdier tarif'!$D$15,$AN49,AH$6+MATCH($AO49,'gl værdier tarif'!$D$15:$AR$15,0)-2)","v":0},{"$f":"OFFSET('gl værdier tarif'!$D$15,$AN49,AI$6+MATCH($AO49,'gl værdier tarif'!$D$15:$AR$15,0)-2)","v":0},null,{"$f":"IFERROR(OFFSET('gl værdier abonn'!$D$11,$AN49,AK$6+MATCH($AO49,'gl værdier abonn'!$D$11:$AR$11,0)-2),0)","v":0},{"$f":"IFERROR(OFFSET('gl værdier abonn'!$D$11,$AN49,AL$6+MATCH($AO49,'gl værdier abonn'!$D$11:$AR$11,0)-2),0)","v":0},1,8,"C","2.2 Indhentning og validering af måledata",null,null,null,null,7,7,{"$error":"#N/A"},{"$f":"'4.5 Beregning - Tariffer'!AC47","v":0},7,""]
[null,null,null,null,null,null,null,null,null,null,null,null,null,null,null,null,null,null,null,null,null,null,null,null,null,null,null,null,null,null,"3. OMKOSTNINGER TIL KUNDECENTER",{"$f":"OFFSET('gl værdier tarif'!$D$15,$AN50,AF$6+MATCH($AO50,'gl værdier tarif'!$D$15:$AR$15,0)-2)","v":0},{"$f":"OFFSET('gl værdier tarif'!$D$15,$AN50,AG$6+MATCH($AO50,'gl værdier tarif'!$D$15:$AR$15,0)-2)","v":0},{"$f":"OFFSET('gl værdier tarif'!$D$15,$AN50,AH$6+MATCH($AO50,'gl værdier tarif'!$D$15:$AR$15,0)-2)","v":0},{"$f":"OFFSET('gl værdier tarif'!$D$15,$AN50,AI$6+MATCH($AO50,'gl værdier tarif'!$D$15:$AR$15,0)-2)","v":0},null,{"$f":"IFERROR(OFFSET('gl værdier abonn'!$D$11,$AN50,AK$6+MATCH($AO50,'gl værdier abonn'!$D$11:$AR$11,0)-2),0)","v":0},{"$f":"IFERROR(OFFSET('gl værdier abonn'!$D$11,$AN50,AL$6+MATCH($AO50,'gl værdier abonn'!$D$11:$AR$11,0)-2),0)","v":0},1,9,"C","3. OMKOSTNINGER TIL KUNDECENTER",null,null,null,null,8,8,4,{"$f":"'4.5 Beregning - Tariffer'!AG47","v":0},8,""]
[null,null,null,null,null,null,null,null,null,null,null,null,null,null,null,null,null,null,null,null,null,null,null,null,null,null,null,null,null,null,"3.1 Omkostninger til kundecenter",{"$f":"OFFSET('gl værdier tarif'!$D$15,$AN51,AF$6+MATCH($AO51,'gl værdier tarif'!$D$15:$AR$15,0)-2)","v":0},{"$f":"OFFSET('gl værdier tarif'!$D$15,$AN51,AG$6+MATCH($AO51,'gl værdier tarif'!$D$15:$AR$15,0)-2)","v":0},{"$f":"OFFSET('gl værdier tarif'!$D$15,$AN51,AH$6+MATCH($AO51,'gl værdier tarif'!$D$15:$AR$15,0)-2)","v":0},{"$f":"OFFSET('gl værdier tarif'!$D$15,$AN51,AI$6+MATCH($AO51,'gl værdier tarif'!$D$15:$AR$15,0)-2)","v":0},null,{"$f":"IFERROR(OFFSET('gl værdier abonn'!$D$11,$AN51,AK$6+MATCH($AO51,'gl værdier abonn'!$D$11:$AR$11,0)-2),0)","v":0},{"$f":"IFERROR(OFFSET('gl værdier abonn'!$D$11,$AN51,AL$6+MATCH($AO51,'gl værdier abonn'!$D$11:$AR$11,0)-2),0)","v":0},1,10,"C","3.1 Omkostninger til kundecenter",null,null,null,null,9,9,{"$error":"#N/A"},{"$f":"'4.5 Beregning - Tariffer'!AK47","v":0},9,""]
[null,null,null,null,null,null,null,null,null,null,null,null,null,null,null,null,null,null,null,null,null,null,null,null,null,null,null,null,null,null,"4. GENEREL ADMINISTRATION ",{"$f":"OFFSET('gl værdier tarif'!$D$15,$AN52,AF$6+MATCH($AO52,'gl værdier tarif'!$D$15:$AR$15,0)-2)","v":0},{"$f":"OFFSET('gl værdier tarif'!$D$15,$AN52,AG$6+MATCH($AO52,'gl værdier tarif'!$D$15:$AR$15,0)-2)","v":0},{"$f":"OFFSET('gl værdier tarif'!$D$15,$AN52,AH$6+MATCH($AO52,'gl værdier tarif'!$D$15:$AR$15,0)-2)","v":0},{"$f":"OFFSET('gl værdier tarif'!$D$15,$AN52,AI$6+MATCH($AO52,'gl værdier tarif'!$D$15:$AR$15,0)-2)","v":0},null,{"$f":"IFERROR(OFFSET('gl værdier abonn'!$D$11,$AN52,AK$6+MATCH($AO52,'gl værdier abonn'!$D$11:$AR$11,0)-2),0)","v":0},{"$f":"IFERROR(OFFSET('gl værdier abonn'!$D$11,$AN52,AL$6+MATCH($AO52,'gl værdier abonn'!$D$11:$AR$11,0)-2),0)","v":0},1,11,"C","4. GENEREL ADMINISTRATION ",null,null,null,null,10,10,5,{"$f":"'4.5 Beregning - Tariffer'!AP47","v":0},10,""]
[null,null,null,null,null,null,null,null,null,null,null,null,null,null,null,null,null,null,null,null,null,null,null,null,null,null,null,null,null,null,"4.1 Generel administration",{"$f":"OFFSET('gl værdier tarif'!$D$15,$AN53,AF$6+MATCH($AO53,'gl værdier tarif'!$D$15:$AR$15,0)-2)","v":0},{"$f":"OFFSET('gl værdier tarif'!$D$15,$AN53,AG$6+MATCH($AO53,'gl værdier tarif'!$D$15:$AR$15,0)-2)","v":0},{"$f":"OFFSET('gl værdier tarif'!$D$15,$AN53,AH$6+MATCH($AO53,'gl værdier tarif'!$D$15:$AR$15,0)-2)","v":0},{"$f":"OFFSET('gl værdier tarif'!$D$15,$AN53,AI$6+MATCH($AO53,'gl værdier tarif'!$D$15:$AR$15,0)-2)","v":0},null,{"$f":"IFERROR(OFFSET('gl værdier abonn'!$D$11,$AN53,AK$6+MATCH($AO53,'gl værdier abonn'!$D$11:$AR$11,0)-2),0)","v":0},{"$f":"IFERROR(OFFSET('gl værdier abonn'!$D$11,$AN53,AL$6+MATCH($AO53,'gl værdier abonn'!$D$11:$AR$11,0)-2),0)","v":0},1,12,"C","4.1 Generel administration"]
[null,null,null,null,null,null,null,null,null,null,null,null,null,null,null,null,null,null,null,null,null,null,null,null,null,null,null,null,null,null,"5. ENERGISPAREINDSATS",{"$f":"OFFSET('gl værdier tarif'!$D$15,$AN54,AF$6+MATCH($AO54,'gl værdier tarif'!$D$15:$AR$15,0)-2)","v":0},{"$f":"OFFSET('gl værdier tarif'!$D$15,$AN54,AG$6+MATCH($AO54,'gl værdier tarif'!$D$15:$AR$15,0)-2)","v":0},{"$f":"OFFSET('gl værdier tarif'!$D$15,$AN54,AH$6+MATCH($AO54,'gl værdier tarif'!$D$15:$AR$15,0)-2)","v":0},{"$f":"OFFSET('gl værdier tarif'!$D$15,$AN54,AI$6+MATCH($AO54,'gl værdier tarif'!$D$15:$AR$15,0)-2)","v":0},null,{"$f":"IFERROR(OFFSET('gl værdier abonn'!$D$11,$AN54,AK$6+MATCH($AO54,'gl værdier abonn'!$D$11:$AR$11,0)-2),0)","v":0},{"$f":"IFERROR(OFFSET('gl værdier abonn'!$D$11,$AN54,AL$6+MATCH($AO54,'gl værdier abonn'!$D$11:$AR$11,0)-2),0)","v":0},1,13,"C","5. ENERGISPAREINDSATS"]
[null,null,null,null,null,null,null,null,null,null,null,null,null,null,null,null,null,null,null,null,null,null,null,null,null,null,null,null,null,null,"5.1 Faste omkostninger til energispareindsats",{"$f":"OFFSET('gl værdier tarif'!$D$15,$AN55,AF$6+MATCH($AO55,'gl værdier tarif'!$D$15:$AR$15,0)-2)","v":0},{"$f":"OFFSET('gl værdier tarif'!$D$15,$AN55,AG$6+MATCH($AO55,'gl værdier tarif'!$D$15:$AR$15,0)-2)","v":0},{"$f":"OFFSET('gl værdier tarif'!$D$15,$AN55,AH$6+MATCH($AO55,'gl værdier tarif'!$D$15:$AR$15,0)-2)","v":0},{"$f":"OFFSET('gl værdier tarif'!$D$15,$AN55,AI$6+MATCH($AO55,'gl værdier tarif'!$D$15:$AR$15,0)-2)","v":0},null,{"$f":"IFERROR(OFFSET('gl værdier abonn'!$D$11,$AN55,AK$6+MATCH($AO55,'gl værdier abonn'!$D$11:$AR$11,0)-2),0)","v":0},{"$f":"IFERROR(OFFSET('gl værdier abonn'!$D$11,$AN55,AL$6+MATCH($AO55,'gl værdier abonn'!$D$11:$AR$11,0)-2),0)","v":0},1,14,"C","5.1 Faste omkostninger til energispareindsats"]
[null,null,null,null,null,null,null,null,null,null,null,null,null,null,null,null,null,null,null,null,null,null,null,null,null,null,null,null,null,null,"5.2 Variable omkostninger til energispareindsats",{"$f":"OFFSET('gl værdier tarif'!$D$15,$AN56,AF$6+MATCH($AO56,'gl værdier tarif'!$D$15:$AR$15,0)-2)","v":0},{"$f":"OFFSET('gl værdier tarif'!$D$15,$AN56,AG$6+MATCH($AO56,'gl værdier tarif'!$D$15:$AR$15,0)-2)","v":0},{"$f":"OFFSET('gl værdier tarif'!$D$15,$AN56,AH$6+MATCH($AO56,'gl værdier tarif'!$D$15:$AR$15,0)-2)","v":0},{"$f":"OFFSET('gl værdier tarif'!$D$15,$AN56,AI$6+MATCH($AO56,'gl værdier tarif'!$D$15:$AR$15,0)-2)","v":0},null,{"$f":"IFERROR(OFFSET('gl værdier abonn'!$D$11,$AN56,AK$6+MATCH($AO56,'gl værdier abonn'!$D$11:$AR$11,0)-2),0)","v":0},{"$f":"IFERROR(OFFSET('gl værdier abonn'!$D$11,$AN56,AL$6+MATCH($AO56,'gl værdier abonn'!$D$11:$AR$11,0)-2),0)","v":0},1,15,"C","5.2 Variable omkostninger til energispareindsats"]
[null,null,null,null,null,null,null,null,null,null,null,null,null,null,null,null,null,null,null,null,null,null,null,null,null,null,null,null,null,null,"6. NETTAB",{"$f":"OFFSET('gl værdier tarif'!$D$15,$AN57,AF$6+MATCH($AO57,'gl værdier tarif'!$D$15:$AR$15,0)-2)","v":0},{"$f":"OFFSET('gl værdier tarif'!$D$15,$AN57,AG$6+MATCH($AO57,'gl værdier tarif'!$D$15:$AR$15,0)-2)","v":0},{"$f":"OFFSET('gl værdier tarif'!$D$15,$AN57,AH$6+MATCH($AO57,'gl værdier tarif'!$D$15:$AR$15,0)-2)","v":0},{"$f":"OFFSET('gl værdier tarif'!$D$15,$AN57,AI$6+MATCH($AO57,'gl værdier tarif'!$D$15:$AR$15,0)-2)","v":0},null,{"$f":"IFERROR(OFFSET('gl værdier abonn'!$D$11,$AN57,AK$6+MATCH($AO57,'gl værdier abonn'!$D$11:$AR$11,0)-2),0)","v":0},{"$f":"IFERROR(OFFSET('gl værdier abonn'!$D$11,$AN57,AL$6+MATCH($AO57,'gl værdier abonn'!$D$11:$AR$11,0)-2),0)","v":0},1,16,"C","6. NETTAB"]
[null,null,null,null,null,null,null,null,null,null,null,null,null,null,null,null,null,null,null,null,null,null,null,null,null,null,null,null,null,null,"6.1 Omkostninger ved nettab (kun ledningsnet)",{"$f":"OFFSET('gl værdier tarif'!$D$15,$AN58,AF$6+MATCH($AO58,'gl værdier tarif'!$D$15:$AR$15,0)-2)","v":0},{"$f":"OFFSET('gl værdier tarif'!$D$15,$AN58,AG$6+MATCH($AO58,'gl værdier tarif'!$D$15:$AR$15,0)-2)","v":0},{"$f":"OFFSET('gl værdier tarif'!$D$15,$AN58,AH$6+MATCH($AO58,'gl værdier tarif'!$D$15:$AR$15,0)-2)","v":0},{"$f":"OFFSET('gl værdier tarif'!$D$15,$AN58,AI$6+MATCH($AO58,'gl værdier tarif'!$D$15:$AR$15,0)-2)","v":0},null,{"$f":"IFERROR(OFFSET('gl værdier abonn'!$D$11,$AN58,AK$6+MATCH($AO58,'gl værdier abonn'!$D$11:$AR$11,0)-2),0)","v":0},{"$f":"IFERROR(OFFSET('gl værdier abonn'!$D$11,$AN58,AL$6+MATCH($AO58,'gl værdier abonn'!$D$11:$AR$11,0)-2),0)","v":0},1,17,"C","6.1 Omkostninger ved nettab (kun ledningsnet)"]
[null,null,null,null,null,null,null,null,null,null,null,null,null,null,null,null,null,null,null,null,null,null,null,null,null,null,null,null,null,null,"6.2 Omkostninger ved nettab (transformerstationer)",{"$f":"OFFSET('gl værdier tarif'!$D$15,$AN59,AF$6+MATCH($AO59,'gl værdier tarif'!$D$15:$AR$15,0)-2)","v":0},{"$f":"OFFSET('gl værdier tarif'!$D$15,$AN59,AG$6+MATCH($AO59,'gl værdier tarif'!$D$15:$AR$15,0)-2)","v":0},{"$f":"OFFSET('gl værdier tarif'!$D$15,$AN59,AH$6+MATCH($AO59,'gl værdier tarif'!$D$15:$AR$15,0)-2)","v":0},{"$f":"OFFSET('gl værdier tarif'!$D$15,$AN59,AI$6+MATCH($AO59,'gl værdier tarif'!$D$15:$AR$15,0)-2)","v":0},null,{"$f":"IFERROR(OFFSET('gl værdier abonn'!$D$11,$AN59,AK$6+MATCH($AO59,'gl værdier abonn'!$D$11:$AR$11,0)-2),0)","v":0},{"$f":"IFERROR(OFFSET('gl værdier abonn'!$D$11,$AN59,AL$6+MATCH($AO59,'gl værdier abonn'!$D$11:$AR$11,0)-2),0)","v":0},1,18,"C","6.2 Omkostninger ved nettab (transformerstationer)"]
[null,null,null,null,null,null,null,null,null,null,null,null,null,null,null,null,null,null,null,null,null,null,null,null,null,null,null,null,null,null,"7. ØVRIGE OMKOSTNINGER",{"$f":"OFFSET('gl værdier tarif'!$D$15,$AN60,AF$6+MATCH($AO60,'gl værdier tarif'!$D$15:$AR$15,0)-2)","v":0},{"$f":"OFFSET('gl værdier tarif'!$D$15,$AN60,AG$6+MATCH($AO60,'gl værdier tarif'!$D$15:$AR$15,0)-2)","v":0},{"$f":"OFFSET('gl værdier tarif'!$D$15,$AN60,AH$6+MATCH($AO60,'gl værdier tarif'!$D$15:$AR$15,0)-2)","v":0},{"$f":"OFFSET('gl værdier tarif'!$D$15,$AN60,AI$6+MATCH($AO60,'gl værdier tarif'!$D$15:$AR$15,0)-2)","v":0},null,{"$f":"IFERROR(OFFSET('gl værdier abonn'!$D$11,$AN60,AK$6+MATCH($AO60,'gl værdier abonn'!$D$11:$AR$11,0)-2),0)","v":0},{"$f":"IFERROR(OFFSET('gl værdier abonn'!$D$11,$AN60,AL$6+MATCH($AO60,'gl værdier abonn'!$D$11:$AR$11,0)-2),0)","v":0},1,19,"C","7. ØVRIGE OMKOSTNINGER"]
[null,null,null,null,null,null,null,null,null,null,null,null,null,null,null,null,null,null,null,null,null,null,null,null,null,null,null,null,null,null,"7.1 Øvrige omkostninger",{"$f":"OFFSET('gl værdier tarif'!$D$15,$AN61,AF$6+MATCH($AO61,'gl værdier tarif'!$D$15:$AR$15,0)-2)","v":0},{"$f":"OFFSET('gl værdier tarif'!$D$15,$AN61,AG$6+MATCH($AO61,'gl værdier tarif'!$D$15:$AR$15,0)-2)","v":0},{"$f":"OFFSET('gl værdier tarif'!$D$15,$AN61,AH$6+MATCH($AO61,'gl værdier tarif'!$D$15:$AR$15,0)-2)","v":0},{"$f":"OFFSET('gl værdier tarif'!$D$15,$AN61,AI$6+MATCH($AO61,'gl værdier tarif'!$D$15:$AR$15,0)-2)","v":0},null,{"$f":"IFERROR(OFFSET('gl værdier abonn'!$D$11,$AN61,AK$6+MATCH($AO61,'gl værdier abonn'!$D$11:$AR$11,0)-2),0)","v":0},{"$f":"IFERROR(OFFSET('gl værdier abonn'!$D$11,$AN61,AL$6+MATCH($AO61,'gl værdier abonn'!$D$11:$AR$11,0)-2),0)","v":0},1,20,"C","7.1 Øvrige omkostninger"]
["Formelområde - må ikke overskrives",null,"Ny","Gl.","Ny","Gl.","Ny","Gl.","Ny","Gl.",null,"Ny","Gl.","Ny","Gl.",null,null,null,null,null,null,null,null,null,null,null,null,null,null,null,"8. AFSKRIVNINGER",{"$f":"OFFSET('gl værdier tarif'!$D$15,$AN62,AF$6+MATCH($AO62,'gl værdier tarif'!$D$15:$AR$15,0)-2)","v":0},{"$f":"OFFSET('gl værdier tarif'!$D$15,$AN62,AG$6+MATCH($AO62,'gl værdier tarif'!$D$15:$AR$15,0)-2)","v":0},{"$f":"OFFSET('gl værdier tarif'!$D$15,$AN62,AH$6+MATCH($AO62,'gl værdier tarif'!$D$15:$AR$15,0)-2)","v":0},{"$f":"OFFSET('gl værdier tarif'!$D$15,$AN62,AI$6+MATCH($AO62,'gl værdier tarif'!$D$15:$AR$15,0)-2)","v":0},null,{"$f":"IFERROR(OFFSET('gl værdier abonn'!$D$11,$AN62,AK$6+MATCH($AO62,'gl værdier abonn'!$D$11:$AR$11,0)-2),0)","v":0},{"$f":"IFERROR(OFFSET('gl værdier abonn'!$D$11,$AN62,AL$6+MATCH($AO62,'gl værdier abonn'!$D$11:$AR$11,0)-2),0)","v":0},1,21,"C","8. AFSKRIVNINGER"]
[{"$f":"A10","v":"1. DRIFT"},null,{"$f":"SUM(C11:C13)/C38","v":{"$error":"#DIV/0!"}},{"$f":"SUM(D11:D13)/D38","v":{"$error":"#DIV/0!"}},{"$f":"SUM(E11:E13)/E38","v":{"$error":"#VALUE!"}},{"$error":"#DIV/0!"},{"$f":"SUM(G11:G13)/G38","v":{"$error":"#VALUE!"}},{"$f":"SUM(H11:H13)/H38","v":{"$error":"#DIV/0!"}},{"$error":"#VALUE!"},{"$error":"#DIV/0!"},null,{"$f":"SUM(L11:L13)/L38","v":{"$error":"#DIV/0!"}},{"$f":"SUM(M11:M13)/M38","v":{"$error":"#DIV/0!"}},{"$f":"SUM(N11:N13)/N38","v":{"$error":"#DIV/0!"}},{"$f":"SUM(O11:O13)/O38","v":{"$error":"#DIV/0!"}},null,null,null,null,null,null,null,null,null,null,null,null,null,null,null,"8.1 Transformerstationer",{"$f":"OFFSET('gl værdier tarif'!$D$15,$AN63,AF$6+MATCH($AO63,'gl værdier tarif'!$D$15:$AR$15,0)-2)","v":0},{"$f":"OFFSET('gl værdier tarif'!$D$15,$AN63,AG$6+MATCH($AO63,'gl værdier tarif'!$D$15:$AR$15,0)-2)","v":0},{"$f":"OFFSET('gl værdier tarif'!$D$15,$AN63,AH$6+MATCH($AO63,'gl værdier tarif'!$D$15:$AR$15,0)-2)","v":0},{"$f":"OFFSET('gl værdier tarif'!$D$15,$AN63,AI$6+MATCH($AO63,'gl værdier tarif'!$D$15:$AR$15,0)-2)","v":0},null,{"$f":"IFERROR(OFFSET('gl værdier abonn'!$D$11,$AN63,AK$6+MATCH($AO63,'gl værdier abonn'!$D$11:$AR$11,0)-2),0)","v":0},{"$f":"IFERROR(OFFSET('gl værdier abonn'!$D$11,$AN63,AL$6+MATCH($AO63,'gl værdier abonn'!$D$11:$AR$11,0)-2),0)","v":0},1,22,"C","8.1 Transformerstationer"]
[{"$f":"A14","v":"2. MÅLERE"},null,{"$f":"SUM(C15:C16)/C38","v":{"$error":"#DIV/0!"}},{"$f":"SUM(D15:D16)/D38","v":{"$error":"#DIV/0!"}},{"$f":"SUM(E15:E16)/E38","v":{"$error":"#VALUE!"}},{"$error":"#DIV/0!"},{"$f":"SUM(G15:G16)/G38","v":{"$error":"#VALUE!"}},{"$f":"SUM(H15:H16)/H38","v":{"$error":"#DIV/0!"}},{"$error":"#VALUE!"},{"$error":"#DIV/0!"},null,{"$f":"SUM(L15:L16)/L38","v":{"$error":"#DIV/0!"}},{"$f":"SUM(M15:M16)/M38","v":{"$error":"#DIV/0!"}},{"$f":"SUM(N15:N16)/N38","v":{"$error":"#DIV/0!"}},{"$f":"SUM(O15:O16)/O38","v":{"$error":"#DIV/0!"}},null,null,null,null,null,null,null,null,null,null,null,null,null,null,null,"8.2 Netaktiver, ekskl. transformerstationer og målere",{"$f":"OFFSET('gl værdier tarif'!$D$15,$AN64,AF$6+MATCH($AO64,'gl værdier tarif'!$D$15:$AR$15,0)-2)","v":0},{"$f":"OFFSET('gl værdier tarif'!$D$15,$AN64,AG$6+MATCH($AO64,'gl værdier tarif'!$D$15:$AR$15,0)-2)","v":0},{"$f":"OFFSET('gl værdier tarif'!$D$15,$AN64,AH$6+MATCH($AO64,'gl værdier tarif'!$D$15:$AR$15,0)-2)","v":0},{"$f":"OFFSET('gl værdier tarif'!$D$15,$AN64,AI$6+MATCH($AO64,'gl værdier tarif'!$D$15:$AR$15,0)-2)","v":0},null,{"$f":"IFERROR(OFFSET('gl værdier abonn'!$D$11,$AN64,AK$6+MATCH($AO64,'gl værdier abonn'!$D$11:$AR$11,0)-2),0)","v":0},{"$f":"IFERROR(OFFSET('gl værdier abonn'!$D$11,$AN64,AL$6+MATCH($AO64,'gl værdier abonn'!$D$11:$AR$11,0)-2),0)","v":0},1,23,"C","8.2 Netaktiver, ekskl. transformerstationer og målere"]
[{"$f":"A17","v":"3. OMKOSTNINGER TIL KUNDECENTER"},null,{"$f":"SUM(C18)/C38","v":{"$error":"#DIV/0!"}},{"$f":"SUM(D18)/D38","v":{"$error":"#DIV/0!"}},{"$f":"SUM(E18)/E38","v":{"$error":"#VALUE!"}},{"$error":"#DIV/0!"},{"$f":"SUM(G18)/G38","v":{"$error":"#VALUE!"}},{"$f":"SUM(H18)/H38","v":{"$error":"#DIV/0!"}},{"$error":"#VALUE!"},{"$error":"#DIV/0!"},null,{"$f":"SUM(L18)/L38","v":{"$error":"#DIV/0!"}},{"$f":"SUM(M18)/M38","v":{"$error":"#DIV/0!"}},{"$f":"SUM(N18)/N38","v":{"$error":"#DIV/0!"}},{"$f":"SUM(O18)/O38","v":{"$error":"#DIV/0!"}},null,null,null,null,null,null,null,null,null,null,null,null,null,null,null,"8.3 Målere",{"$f":"OFFSET('gl værdier tarif'!$D$15,$AN65,AF$6+MATCH($AO65,'gl værdier tarif'!$D$15:$AR$15,0)-2)","v":0},{"$f":"OFFSET('gl værdier tarif'!$D$15,$AN65,AG$6+MATCH($AO65,'gl værdier tarif'!$D$15:$AR$15,0)-2)","v":0},{"$f":"OFFSET('gl værdier tarif'!$D$15,$AN65,AH$6+MATCH($AO65,'gl værdier tarif'!$D$15:$AR$15,0)-2)","v":0},{"$f":"OFFSET('gl værdier tarif'!$D$15,$AN65,AI$6+MATCH($AO65,'gl værdier tarif'!$D$15:$AR$15,0)-2)","v":0},null,{"$f":"IFERROR(OFFSET('gl værdier abonn'!$D$11,$AN65,AK$6+MATCH($AO65,'gl værdier abonn'!$D$11:$AR$11,0)-2),0)","v":0},{"$f":"IFERROR(OFFSET('gl værdier abonn'!$D$11,$AN65,AL$6+MATCH($AO65,'gl værdier abonn'!$D$11:$AR$11,0)-2),0)","v":0},1,24,"C","8.3 Målere"]
[{"$f":"A19","v":"4. GENEREL ADMINISTRATION "},null,{"$f":"SUM(C20)/C38","v":{"$error":"#DIV/0!"}},{"$f":"SUM(D20)/D38","v":{"$error":"#DIV/0!"}},{"$f":"SUM(E20)/E38","v":{"$error":"#VALUE!"}},{"$error":"#DIV/0!"},{"$f":"SUM(G20)/G38","v":{"$error":"#VALUE!"}},{"$f":"SUM(H20)/H38","v":{"$error":"#DIV/0!"}},{"$error":"#VALUE!"},{"$error":"#DIV/0!"},null,{"$f":"SUM(L20)/L38","v":{"$error":"#DIV/0!"}},{"$f":"SUM(M20)/M38","v":{"$error":"#DIV/0!"}},{"$f":"SUM(N20)/N38","v":{"$error":"#DIV/0!"}},{"$f":"SUM(O20)/O38","v":{"$error":"#DIV/0!"}},null,null,null,null,null,null,null,null,null,null,null,null,null,null,null,"8.4 Øvrige anlægsaktiver",{"$f":"OFFSET('gl værdier tarif'!$D$15,$AN66,AF$6+MATCH($AO66,'gl værdier tarif'!$D$15:$AR$15,0)-2)","v":0},{"$f":"OFFSET('gl værdier tarif'!$D$15,$AN66,AG$6+MATCH($AO66,'gl værdier tarif'!$D$15:$AR$15,0)-2)","v":0},{"$f":"OFFSET('gl værdier tarif'!$D$15,$AN66,AH$6+MATCH($AO66,'gl værdier tarif'!$D$15:$AR$15,0)-2)","v":0},{"$f":"OFFSET('gl værdier tarif'!$D$15,$AN66,AI$6+MATCH($AO66,'gl værdier tarif'!$D$15:$AR$15,0)-2)","v":0},null,{"$f":"IFERROR(OFFSET('gl værdier abonn'!$D$11,$AN66,AK$6+MATCH($AO66,'gl værdier abonn'!$D$11:$AR$11,0)-2),0)","v":0},{"$f":"IFERROR(OFFSET('gl værdier abonn'!$D$11,$AN66,AL$6+MATCH($AO66,'gl værdier abonn'!$D$11:$AR$11,0)-2),0)","v":0},1,25,"C","8.4 Øvrige anlægsaktiver"]
[{"$f":"A21","v":"5. ENERGISPAREINDSATS"},null,{"$f":"SUM(C22:C23)/C38","v":{"$error":"#DIV/0!"}},{"$f":"SUM(D22:D23)/D38","v":{"$error":"#DIV/0!"}},{"$f":"SUM(E22:E23)/E38","v":{"$error":"#VALUE!"}},{"$error":"#DIV/0!"},{"$f":"SUM(G22:G23)/G38","v":{"$error":"#VALUE!"}},{"$f":"SUM(H22:H23)/H38","v":{"$error":"#DIV/0!"}},{"$error":"#VALUE!"},{"$error":"#DIV/0!"},null,{"$f":"SUM(L22:L23)/L38","v":{"$error":"#DIV/0!"}},{"$f":"SUM(M22:M23)/M38","v":{"$error":"#DIV/0!"}},{"$f":"SUM(N22:N23)/N38","v":{"$error":"#DIV/0!"}},{"$f":"SUM(O22:O23)/O38","v":{"$error":"#DIV/0!"}},null,null,null,null,null,null,null,null,null,null,null,null,null,null,null,"Omkostninger, total",{"$f":"OFFSET('gl værdier tarif'!$D$15,$AN67,AF$6+MATCH($AO67,'gl værdier tarif'!$D$15:$AR$15,0)-2)","v":0},{"$f":"OFFSET('gl værdier tarif'!$D$15,$AN67,AG$6+MATCH($AO67,'gl værdier tarif'!$D$15:$AR$15,0)-2)","v":0},{"$f":"OFFSET('gl værdier tarif'!$D$15,$AN67,AH$6+MATCH($AO67,'gl værdier tarif'!$D$15:$AR$15,0)-2)","v":0},{"$f":"OFFSET('gl værdier tarif'!$D$15,$AN67,AI$6+MATCH($AO67,'gl værdier tarif'!$D$15:$AR$15,0)-2)","v":0},null,{"$f":"IFERROR(OFFSET('gl værdier abonn'!$D$11,$AN70,AK$6+MATCH($AO70,'gl værdier abonn'!$D$11:$AR$11,0)-2),0)","v":0},{"$f":"IFERROR(OFFSET('gl værdier abonn'!$D$11,$AN70,AL$6+MATCH($AO70,'gl værdier abonn'!$D$11:$AR$11,0)-2),0)","v":0},1,26,"C","Omkostninger, total"]
[{"$f":"A24","v":"6. NETTAB"},null,{"$f":"SUM(C25:C26)/C38","v":{"$error":"#DIV/0!"}},{"$f":"SUM(D25:D26)/D38","v":{"$error":"#DIV/0!"}},{"$f":"SUM(E25:E26)/E38","v":{"$error":"#VALUE!"}},{"$error":"#DIV/0!"},{"$f":"SUM(G25:G26)/G38","v":{"$error":"#VALUE!"}},{"$f":"SUM(H25:H26)/H38","v":{"$error":"#DIV/0!"}},{"$error":"#VALUE!"},{"$error":"#DIV/0!"},null,{"$f":"SUM(L25:L26)/L38","v":{"$error":"#DIV/0!"}},{"$f":"SUM(M25:M26)/M38","v":{"$error":"#DIV/0!"}},{"$f":"SUM(N25:N26)/N38","v":{"$error":"#DIV/0!"}},{"$f":"SUM(O25:O26)/O38","v":{"$error":"#DIV/0!"}},null,null,null,null,null,null,null,null,null,null,null,null,null,null,null,"Forrentning af kapital",{"$f":"OFFSET('gl værdier tarif'!$D$15,$AN68,AF$6+MATCH($AO68,'gl værdier tarif'!$D$15:$AR$15,0)-2)","v":0},{"$f":"OFFSET('gl værdier tarif'!$D$15,$AN68,AG$6+MATCH($AO68,'gl værdier tarif'!$D$15:$AR$15,0)-2)","v":0},{"$f":"OFFSET('gl værdier tarif'!$D$15,$AN68,AH$6+MATCH($AO68,'gl værdier tarif'!$D$15:$AR$15,0)-2)","v":0},{"$f":"OFFSET('gl værdier tarif'!$D$15,$AN68,AI$6+MATCH($AO68,'gl værdier tarif'!$D$15:$AR$15,0)-2)","v":0},null,null,null,1,27,"C","Forrentning af kapital"]
[{"$f":"A27","v":"7. ØVRIGE OMKOSTNINGER"},null,{"$f":"SUM(C28)/C38","v":{"$error":"#DIV/0!"}},{"$f":"SUM(D28)/D38","v":{"$error":"#DIV/0!"}},{"$f":"SUM(E28)/E38","v":{"$error":"#VALUE!"}},{"$error":"#DIV/0!"},{"$f":"SUM(G28)/G38","v":{"$error":"#VALUE!"}},{"$f":"SUM(H28)/H38","v":{"$error":"#DIV/0!"}},{"$error":"#VALUE!"},{"$error":"#DIV/0!"},null,{"$f":"SUM(L28)/L38","v":{"$error":"#DIV/0!"}},{"$f":"SUM(M28)/M38","v":{"$error":"#DIV/0!"}},{"$f":"SUM(N28)/N38","v":{"$error":"#DIV/0!"}},{"$f":"SUM(O28)/O38","v":{"$error":"#DIV/0!"}},null,null,null,null,null,null,null,null,null,null,null,null,null,null,null,"Tillæg for fremtidige inv./fradrag for sparede reinv.",{"$f":"OFFSET('gl værdier tarif'!$D$15,$AN69,AF$6+MATCH($AO69,'gl værdier tarif'!$D$15:$AR$15,0)-2)","v":0},{"$f":"OFFSET('gl værdier tarif'!$D$15,$AN69,AG$6+MATCH($AO69,'gl værdier tarif'!$D$15:$AR$15,0)-2)","v":0},{"$f":"OFFSET('gl værdier tarif'!$D$15,$AN69,AH$6+MATCH($AO69,'gl værdier tarif'!$D$15:$AR$15,0)-2)","v":0},{"$f":"OFFSET('gl værdier tarif'!$D$15,$AN69,AI$6+MATCH($AO69,'gl værdier tarif'!$D$15:$AR$15,0)-2)","v":0},null,null,null,1,28,"C","Tillæg for fremtidige inv./fradrag for sparede reinv."]
[{"$f":"A29","v":"8. AFSKRIVNINGER"},null,{"$f":"SUM(C30:C33)/C38","v":{"$error":"#DIV/0!"}},{"$f":"SUM(D30:D33)/D38","v":{"$error":"#DIV/0!"}},{"$f":"SUM(E30:E33)/E38","v":{"$error":"#VALUE!"}},{"$error":"#DIV/0!"},{"$f":"SUM(G30:G33)/G38","v":{"$error":"#VALUE!"}},{"$f":"SUM(H30:H33)/H38","v":{"$error":"#DIV/0!"}},{"$error":"#VALUE!"},{"$error":"#DIV/0!"},null,{"$f":"SUM(L30:L33)/L38","v":{"$error":"#DIV/0!"}},{"$f":"SUM(M30:M33)/M38","v":{"$error":"#DIV/0!"}},{"$f":"SUM(N30:N33)/N38","v":{"$error":"#DIV/0!"}},{"$f":"SUM(O30:O33)/O38","v":{"$error":"#DIV/0!"}},null,null,null,null,null,null,null,null,null,null,null,null,null,null,null,"Justering af tarif sfa. afrundning af abonnement",{"$f":"OFFSET('gl værdier tarif'!$D$15,$AN70,AF$6+MATCH($AO70,'gl værdier tarif'!$D$15:$AR$15,0)-2)","v":0},{"$f":"OFFSET('gl værdier tarif'!$D$15,$AN70,AG$6+MATCH($AO70,'gl værdier tarif'!$D$15:$AR$15,0)-2)","v":0},{"$f":"OFFSET('gl værdier tarif'!$D$15,$AN70,AH$6+MATCH($AO70,'gl værdier tarif'!$D$15:$AR$15,0)-2)","v":0},{"$f":"OFFSET('gl værdier tarif'!$D$15,$AN70,AI$6+MATCH($AO70,'gl værdier tarif'!$D$15:$AR$15,0)-2)","v":0},null,{"$f":"IFERROR(OFFSET('gl værdier abonn'!$D$11,$AN72,AK$6+MATCH($AO72,'gl værdier abonn'!$D$11:$AR$11,0)-2),0)","v":0},{"$f":"IFERROR(OFFSET('gl værdier abonn'!$D$11,$AN72,AL$6+MATCH($AO72,'gl værdier abonn'!$D$11:$AR$11,0)-2),0)","v":0},1,29,"C","Justering af tarif sfa. afrundning af abonnement"]
[{"$f":"A34","v":"Omkostninger, total"},null,{"$f":"C34/C38","v":{"$error":"#DIV/0!"}},{"$f":"D34/D38","v":{"$error":"#DIV/0!"}},{"$f":"E34/E38","v":{"$error":"#VALUE!"}},{"$error":"#DIV/0!"},{"$f":"G34/G38","v":{"$error":"#VALUE!"}},{"$f":"H34/H38","v":{"$error":"#DIV/0!"}},{"$error":"#VALUE!"},{"$error":"#DIV/0!"},null,{"$f":"L34/L38","v":{"$error":"#DIV/0!"}},{"$f":"M34/M38","v":{"$error":"#DIV/0!"}},{"$f":"N34/N38","v":{"$error":"#DIV/0!"}},{"$f":"O34/O38","v":{"$error":"#DIV/0!"}},null,null,null,null,null,null,null,null,null,null,null,null,null,null,null,"Samlet tarif-betaling",{"$f":"OFFSET('gl værdier tarif'!$D$15,$AN71,AF$6+MATCH($AO71,'gl værdier tarif'!$D$15:$AR$15,0)-2)","v":0},{"$f":"OFFSET('gl værdier tarif'!$D$15,$AN71,AG$6+MATCH($AO71,'gl værdier tarif'!$D$15:$AR$15,0)-2)","v":0},{"$f":"OFFSET('gl værdier tarif'!$D$15,$AN71,AH$6+MATCH($AO71,'gl værdier tarif'!$D$15:$AR$15,0)-2)","v":0},{"$f":"OFFSET('gl værdier tarif'!$D$15,$AN71,AI$6+MATCH($AO71,'gl værdier tarif'!$D$15:$AR$15,0)-2)","v":0},null,{"$f":"IFERROR(OFFSET('gl værdier abonn'!$D$11,$AN71,AK$6+MATCH($AO71,'gl værdier abonn'!$D$11:$AR$11,0)-2),0)","v":0},{"$f":"IFERROR(OFFSET('gl værdier abonn'!$D$11,$AN71,AL$6+MATCH($AO71,'gl værdier abonn'!$D$11:$AR$11,0)-2),0)","v":0},1,30,"C","Samlet tarif-betaling"]
[{"$f":"A35","v":"Forrentning"},null,{"$f":"C35/C38","v":{"$error":"#DIV/0!"}},{"$f":"D35/D38","v":{"$error":"#DIV/0!"}},{"$f":"E35/E38","v":{"$error":"#VALUE!"}},{"$error":"#DIV/0!"},{"$f":"G35/G38","v":{"$error":"#VALUE!"}},{"$f":"H35/H38","v":{"$error":"#DIV/0!"}},{"$error":"#VALUE!"},{"$error":"#DIV/0!"},null,{"$f":"L35/L38","v":{"$error":"#DIV/0!"}},{"$f":"M35/M38","v":{"$error":"#DIV/0!"}},{"$f":"N35/N38","v":{"$error":"#DIV/0!"}},{"$f":"O35/O38","v":{"$error":"#DIV/0!"}},null,null,null,null,null,null,null,null,null,null,null,null,null,null,null,null,null,null,null,null,null,null,null,1,34,"C",{"$f":"AP39","v":"Afrundunding pr. Abon., kr"}]
[{"$f":"A36","v":"Tillæg for fremtidige inv./fradrag for sparede reinv."},null,{"$f":"C36/C38","v":{"$error":"#DIV/0!"}},{"$f":"D36/D38","v":{"$error":"#DIV/0!"}},{"$f":"E36/E38","v":{"$error":"#VALUE!"}},{"$error":"#DIV/0!"},{"$f":"G36/G38","v":{"$error":"#VALUE!"}},{"$f":"H36/H38","v":{"$error":"#DIV/0!"}},{"$error":"#VALUE!"},{"$error":"#DIV/0!"},null,{"$f":"L36/L38","v":{"$error":"#DIV/0!"}},{"$f":"M36/M38","v":{"$error":"#DIV/0!"}},{"$f":"N36/N38","v":{"$error":"#DIV/0!"}},{"$f":"O36/O38","v":{"$error":"#DIV/0!"}}]
[{"$f":"A37","v":"Justering sfa. afrundning af abonnement"},null,{"$f":"C37/C38","v":{"$error":"#DIV/0!"}},{"$f":"D37/D38","v":{"$error":"#DIV/0!"}},{"$f":"E37/E38","v":{"$error":"#VALUE!"}},{"$error":"#DIV/0!"},{"$f":"G37/G38","v":{"$error":"#VALUE!"}},{"$f":"H37/H38","v":{"$error":"#DIV/0!"}},{"$error":"#VALUE!"},{"$error":"#DIV/0!"},null,{"$f":"L37/L38","v":{"$error":"#DIV/0!"}},{"$f":"M37/M38","v":{"$error":"#DIV/0!"}},{"$f":"N37/N38","v":{"$error":"#DIV/0!"}},{"$f":"O37/O38","v":{"$error":"#DIV/0!"}}]
[{"$f":"A38","v":"Samlet tarif/abonnement"},null,{"$f":"C38/C38","v":{"$error":"#DIV/0!"}},{"$f":"D38/D38","v":{"$error":"#DIV/0!"}},{"$f":"E38/E38","v":{"$error":"#VALUE!"}},{"$error":"#DIV/0!"},{"$f":"G38/G38","v":{"$error":"#VALUE!"}},{"$f":"H38/H38","v":{"$error":"#DIV/0!"}},{"$error":"#VALUE!"},{"$error":"#DIV/0!"},null,{"$f":"L38/L38","v":{"$error":"#DIV/0!"}},{"$f":"M38/M38","v":{"$error":"#DIV/0!"}},{"$f":"N38/N38","v":{"$error":"#DIV/0!"}},{"$f":"O38/O38","v":{"$error":"#DIV/0!"}}]

{"sheet":"Tarifblad 2","index":22,"n_rows":33,"n_cols":26,"rows_kept":33,"cut":false,"hidden":false,"merged":[[7,17,7,18],[7,19,7,20],[6,24,6,25],[7,13,8,13],[7,24,8,24],[7,25,8,25],[6,15,6,22],[7,21,7,22],[7,7,8,7],[7,8,8,8],[7,9,8,9],[7,10,8,10],[6,7,6,11],[7,11,8,11],[20,24,20,25],[21,2,21,4],[21,5,22,5],[21,7,22,7],[21,8,22,8],[21,9,22,9],[21,10,22,10],[21,11,22,11],[21,13,22,13],[21,17,21,18],[21,19,21,20],[21,24,22,24],[21,25,22,25],[20,15,20,22],[21,21,21,22],[20,7,20,11],[2,0,2,1],[23,0,26,0],[28,0,30,0],[32,2,32,3],[20,2,20,5],[18,2,18,3],[14,0,16,0],[6,2,6,5],[3,2,3,3],[4,2,4,3],[7,2,7,4],[7,5,8,5],[9,0,12,0],[3,0,3,1]]}
[]
[{"$f":"'Forside Print'!B27","v":"6 Tarifblad (egenproducenter og producenter)"}]
[{"$f":"Virk_navn","v":"(indtast virksomhedsnavn)"},null,{"$f":"IF('5.1 Kontrolark - Tjekskema'!D8=\"Fejl i beregningen\",\"Fejl i beregningen - se kontrolark 5.1!\",\"\")","v":"Fejl i beregningen - se kontrolark 5.1!"}]
["Gældende fra:",null,{"$f":"Gælder_fra","v":"(indtast dato)"}]
["Printet:",null,{"$f":"TODAY()","v":"2017-10-19"}]
[]
["Ekskl. moms",null,"Tariffer\n(øre/kWh)",null,null,null,null,{"$f":"CONCATENATE(\"Abonnement (kr./\",IF('Forside Print'!$E$12=1,\"år)\",\"md)\"))","v":"Abonnement (kr./år)"},null,null,null,null,null,"Rådighed\n(øre/kWh)",null,{"$f":"CONCATENATE(\"Produktionsmåler (kr./\",IF('Forside Print'!$E$12=1,\"år)\",\"md)\"))","v":"Produktionsmåler (kr./år)"},null,null,null,null,null,null,null,null,{"$f":"CONCATENATE(\"Produktionsabon. (kr./\",IF('Forside Print'!$E$12=1,\"år)\",\"md)\"))","v":"Produktionsabon. (kr./år)"}]
[null,null,"Tidsdifferentiering",null,null,"Flad/gns.",null,"Grp. 1","Grp. 2","Grp. 4","Grp. 5 og 6","Skabelon",null,null,null,"Grp. 1","Grp. 2","Grp. 4",null,"Grp. 5 og 6",null,"Skabelon",null,null,"Kraftværk","Vindmølle\nBEK 1063"]
[null,null,"Lav","Høj","Spids",null,null,null,null,null,null,null,null,null,null,"Time","Time","Time","Skbl.","Time","Skbl.","Time","Skbl."]
["A","A 0"]
[null,"A høj",{"$f":"IF(AND('2.1 Valg - Forbrugstariffer'!AH19=FALSE,'2.2 Valg - Egenproducenter'!AA50=1),'4.5 Beregning - Tariffer'!BT45,0)","v":0},{"$f":"IF(AND('2.1 Valg - Forbrugstariffer'!AH19=FALSE,'2.2 Valg - Egenproducenter'!AA50=1),'4.5 Beregning - Tariffer'!BS45,0)","v":0},{"$f":"IF(AND('2.1 Valg - Forbrugstariffer'!AH19=FALSE,'2.2 Valg - Egenproducenter'!AA50=1),'4.5 Beregning - Tariffer'!BR45,0)","v":0},{"$f":"IF('2.2 Valg - Egenproducenter'!AA50=1,'4.5 Beregning - Tariffer'!BQ45,0)","v":0},null,{"$f":"IF('Forside Print'!$E$12=1,'4.3 Beregning - Abonnement'!S41,('4.3 Beregning - Abonnement'!S41/12))","v":0},{"$f":"IF('Forside Print'!$E$12=1,'4.3 Beregning - Abonnement'!T41,('4.3 Beregning - Abonnement'!T41/12))","v":0},{"$f":"IF('Forside Print'!$E$12=1,'4.3 Beregning - Abonnement'!U41,('4.3 Beregning - Abonnement'!U41/12))","v":0},{"$f":"IF('Forside Print'!$E$12=1,'4.3 Beregning - Abonnement'!V41,('4.3 Beregning - Abonnement'!V41/12))","v":0},{"$f":"IF('Forside Print'!$E$12=1,'4.3 Beregning - Abonnement'!W41,('4.3 Beregning - Abonnement'!W41/12))","v":0},null,{"$f":"IF('2.2 Valg - Egenproducenter'!AA50=1,'4.5 Beregning - Tariffer'!AU45,0)","v":0},null,{"$f":"IF('Forside Print'!$E$12=1,'4.3 Beregning - Abonnement'!AW41,('4.3 Beregning - Abonnement'!AW41/12))","v":0},{"$f":"IF('Forside Print'!$E$12=1,'4.3 Beregning - Abonnement'!AX41,('4.3 Beregning - Abonnement'!AX41/12))","v":0},{"$f":"IF('Forside Print'!$E$12=1,'4.3 Beregning - Abonnement'!AY41,('4.3 Beregning - Abonnement'!AY41/12))","v":0},{"$f":"IF('Forside Print'!$E$12=1,'4.3 Beregning - Abonnement'!CC41,('4.3 Beregning - Abonnement'!CC41/12))","v":0},{"$f":"IF('Forside Print'!$E$12=1,'4.3 Beregning - Abonnement'!AZ41,('4.3 Beregning - Abonnement'!AZ41/12))","v":0},{"$f":"IF('Forside Print'!$E$12=1,'4.3 Beregning - Abonnement'!CD41,('4.3 Beregning - Abonnement'!CD41/12))","v":0},{"$f":"IF('Forside Print'!$E$12=1,'4.3 Beregning - Abonnement'!BA41,('4.3 Beregning - Abonnement'!BA41/12))","v":0},{"$f":"IF('Forside Print'!$E$12=1,'4.3 Beregning - Abonnement'!CE41,('4.3 Beregning - Abonnement'!CE41/12))","v":0},null,{"$f":"IF('Forside Print'!$E$12=1,'4.3 Beregning - Abonnement'!DE41,('4.3 Beregning - Abonnement'!DE41/12))","v":0},{"$f":"IF('Forside Print'!$E$12=1,'4.3 Beregning - Abonnement'!DF41,('4.3 Beregning - Abonnement'!DF41/12))","v":0}]
[null,"A",{"$f":"IF(AND('2.1 Valg - Forbrugstariffer'!AH19=FALSE,Valg_A1=2,'2.2 Valg - Egenproducenter'!AA47=1),'4.5 Beregning - Tariffer'!BX45,0)","v":0},{"$f":"IF(AND('2.1 Valg - Forbrugstariffer'!AH19=FALSE,Valg_A1=2,'2.2 Valg - Egenproducenter'!AA47=1),'4.5 Beregning - Tariffer'!BW45,0)","v":0},{"$f":"IF(AND('2.1 Valg - Forbrugstariffer'!AH19=FALSE,Valg_A1=2,'2.2 Valg - Egenproducenter'!AA47=1),'4.5 Beregning - Tariffer'!BV45,0)","v":0},{"$f":"IF(AND(Valg_A1=2,'2.2 Valg - Egenproducenter'!AA47=1),'4.5 Beregning - Tariffer'!BU45,0)","v":0},null,{"$f":"IF(AND(Valg_A1=2,'Forside Print'!$E$12=1),'4.3 Beregning - Abonnement'!Y41,IF(AND(Valg_A1=2,'Forside Print'!$E$12=2),('4.3 Beregning - Abonnement'!Y41/12),0))","v":0},{"$f":"IF(AND(Valg_A1=2,'Forside Print'!$E$12=1),'4.3 Beregning - Abonnement'!Z41,IF(AND(Valg_A1=2,'Forside Print'!$E$12=2),('4.3 Beregning - Abonnement'!Z41/12),0))","v":0},{"$f":"IF(AND(Valg_A1=2,'Forside Print'!$E$12=1),'4.3 Beregning - Abonnement'!AA41,IF(AND(Valg_A1=2,'Forside Print'!$E$12=2),('4.3 Beregning - Abonnement'!AA41/12),0))","v":0},{"$f":"IF(AND(Valg_A1=2,'Forside Print'!$E$12=1),'4.3 Beregning - Abonnement'!AB41,IF(AND(Valg_A1=2,'Forside Print'!$E$12=2),('4.3 Beregning - Abonnement'!AB41/12),0))","v":0},{"$f":"IF(AND(Valg_A1=2,'Forside Print'!$E$12=1),'4.3 Beregning - Abonnement'!AC41,IF(AND(Valg_A1=2,'Forside Print'!$E$12=2),('4.3 Beregning - Abonnement'!AC41/12),0))","v":0},null,{"$f":"IF(AND(Valg_A1=2,'2.2 Valg - Egenproducenter'!AA47=1),'4.5 Beregning - Tariffer'!AY45,0)","v":0},null,{"$f":"IF(AND(Valg_A1=2,'Forside Print'!$E$12=1),'4.3 Beregning - Abonnement'!BC41,IF(AND(Valg_A1=2,'Forside Print'!$E$12=2),('4.3 Beregning - Abonnement'!BC41/12),0))","v":0},{"$f":"IF(AND(Valg_A1=2,'Forside Print'!$E$12=1),'4.3 Beregning - Abonnement'!BD41,IF(AND(Valg_A1=2,'Forside Print'!$E$12=2),('4.3 Beregning - Abonnement'!BD41/12),0))","v":0},{"$f":"IF(AND(Valg_A1=2,'Forside Print'!$E$12=1),'4.3 Beregning - Abonnement'!BE41,IF(AND(Valg_A1=2,'Forside Print'!$E$12=2),('4.3 Beregning - Abonnement'!BE41/12),0))","v":0},{"$f":"IF(AND(Valg_A1=2,'Forside Print'!$E$12=1),'4.3 Beregning - Abonnement'!CI41,IF(AND(Valg_A1=2,'Forside Print'!$E$12=2),('4.3 Beregning - Abonnement'!CI41/12),0))","v":0},{"$f":"IF(AND(Valg_A1=2,'Forside Print'!$E$12=1),'4.3 Beregning - Abonnement'!BF41,IF(AND(Valg_A1=2,'Forside Print'!$E$12=2),('4.3 Beregning - Abonnement'!BF41/12),0))","v":0},{"$f":"IF(AND(Valg_A1=2,'Forside Print'!$E$12=1),'4.3 Beregning - Abonnement'!CJ41,IF(AND(Valg_A1=2,'Forside Print'!$E$12=2),('4.3 Beregning - Abonnement'!CJ41/12),0))","v":0},{"$f":"IF(AND(Valg_A1=2,'Forside Print'!$E$12=1),'4.3 Beregning - Abonnement'!BH41,IF(AND(Valg_A1=2,'Forside Print'!$E$12=2),('4.3 Beregning - Abonnement'!BH41/12),0))","v":0},{"$f":"IF(AND(Valg_A1=2,'Forside Print'!$E$12=1),'4.3 Beregning - Abonnement'!CK41,IF(AND(Valg_A1=2,'Forside Print'!$E$12=2),('4.3 Beregning - Abonnement'!CK41/12),0))","v":0},null,{"$f":"IF(AND(Valg_A1=2,'Forside Print'!$E$12=1),'4.3 Beregning - Abonnement'!DG41,IF(AND(Valg_A1=2,'Forside Print'!$E$12=2),('4.3 Beregning - Abonnement'!DG41/12),0))","v":0},{"$f":"IF(AND(Valg_A1=2,'Forside Print'!$E$12=1),'4.3 Beregning - Abonnement'!DH41,IF(AND(Valg_A1=2,'Forside Print'!$E$12=2),('4.3 Beregning - Abonnement'!DH41/12),0))","v":0}]
[null,"A lav",{"$f":"IF(AND('2.1 Valg - Forbrugstariffer'!AH19=FALSE,Valg_A1=3,'2.2 Valg - Egenproducenter'!AA53=1),'4.5 Beregning - Tariffer'!BX45,0)","v":0},{"$f":"IF(AND('2.1 Valg - Forbrugstariffer'!AH19=FALSE,Valg_A1=3,'2.2 Valg - Egenproducenter'!AA53=1),'4.5 Beregning - Tariffer'!BW45,0)","v":0},{"$f":"IF(AND('2.1 Valg - Forbrugstariffer'!AH19=FALSE,Valg_A1=3,'2.2 Valg - Egenproducenter'!AA53=1),'4.5 Beregning - Tariffer'!BV45,0)","v":0},{"$f":"IF(AND(Valg_A1=3,'2.2 Valg - Egenproducenter'!AA53=1),'4.5 Beregning - Tariffer'!BU45,0)","v":0},null,{"$f":"IF(AND(Valg_A1=3,'Forside Print'!$E$12=1),'4.3 Beregning - Abonnement'!Y41,IF(AND(Valg_A1=3,'Forside Print'!$E$12=2),('4.3 Beregning - Abonnement'!Y41/12),0))","v":0},{"$f":"IF(AND(Valg_A1=3,'Forside Print'!$E$12=1),'4.3 Beregning - Abonnement'!Z41,IF(AND(Valg_A1=3,'Forside Print'!$E$12=2),('4.3 Beregning - Abonnement'!Z41/12),0))","v":0},{"$f":"IF(AND(Valg_A1=3,'Forside Print'!$E$12=1),'4.3 Beregning - Abonnement'!AA41,IF(AND(Valg_A1=3,'Forside Print'!$E$12=2),('4.3 Beregning - Abonnement'!AA41/12),0))","v":0},{"$f":"IF(AND(Valg_A1=3,'Forside Print'!$E$12=1),'4.3 Beregning - Abonnement'!AB41,IF(AND(Valg_A1=3,'Forside Print'!$E$12=2),('4.3 Beregning - Abonnement'!AB41/12),0))","v":0},{"$f":"IF(AND(Valg_A1=3,'Forside Print'!$E$12=1),'4.3 Beregning - Abonnement'!AC41,IF(AND(Valg_A1=3,'Forside Print'!$E$12=2),('4.3 Beregning - Abonnement'!AC41/12),0))","v":0},null,{"$f":"IF(AND(Valg_A1=3,'2.2 Valg - Egenproducenter'!AA53=1),'4.5 Beregning - Tariffer'!AY45,0)","v":0},null,{"$f":"IF(AND(Valg_A1=3,'Forside Print'!$E$12=1),'4.3 Beregning - Abonnement'!BC41,IF(AND(Valg_A1=3,'Forside Print'!$E$12=2),('4.3 Beregning - Abonnement'!BC41/12),0))","v":0},{"$f":"IF(AND(Valg_A1=3,'Forside Print'!$E$12=1),'4.3 Beregning - Abonnement'!BD41,IF(AND(Valg_A1=3,'Forside Print'!$E$12=2),('4.3 Beregning - Abonnement'!BD41/12),0))","v":0},{"$f":"IF(AND(Valg_A1=3,'Forside Print'!$E$12=1),'4.3 Beregning - Abonnement'!BE41,IF(AND(Valg_A1=3,'Forside Print'!$E$12=2),('4.3 Beregning - Abonnement'!BE41/12),0))","v":0},{"$f":"IF(AND(Valg_A1=3,'Forside Print'!$E$12=1),'4.3 Beregning - Abonnement'!CI41,IF(AND(Valg_A1=3,'Forside Print'!$E$12=2),('4.3 Beregning - Abonnement'!CI41/12),0))","v":0},{"$f":"IF(AND(Valg_A1=3,'Forside Print'!$E$12=1),'4.3 Beregning - Abonnement'!BF41,IF(AND(Valg_A1=3,'Forside Print'!$E$12=2),('4.3 Beregning - Abonnement'!BF41/12),0))","v":0},{"$f":"IF(AND(Valg_A1=3,'Forside Print'!$E$12=1),'4.3 Beregning - Abonnement'!CJ41,IF(AND(Valg_A1=3,'Forside Print'!$E$12=2),('4.3 Beregning - Abonnement'!CJ41/12),0))","v":0},{"$f":"IF(AND(Valg_A1=3,'Forside Print'!$E$12=1),'4.3 Beregning - Abonnement'!BG41,IF(AND(Valg_A1=3,'Forside Print'!$E$12=2),('4.3 Beregning - Abonnement'!BG41/12),0))","v":0},{"$f":"IF(AND(Valg_A1=3,'Forside Print'!$E$12=1),'4.3 Beregning - Abonnement'!CK41,IF(AND(Valg_A1=3,'Forside Print'!$E$12=2),('4.3 Beregning - Abonnement'!CK41/12),0))","v":0},null,{"$f":"IF(AND(Valg_A1=3,'Forside Print'!$E$12=1),'4.3 Beregning - Abonnement'!DG41,IF(AND(Valg_A1=3,'Forside Print'!$E$12=2),('4.3 Beregning - Abonnement'!DG41/12),0))","v":0},{"$f":"IF(AND(Valg_A1=3,'Forside Print'!$E$12=1),'4.3 Beregning - Abonnement'!DH41,IF(AND(Valg_A1=3,'Forside Print'!$E$12=2),('4.3 Beregning - Abonnement'!DH41/12),0))","v":0}]
[]
["B","B høj",{"$f":"IF(AND('2.1 Valg - Forbrugstariffer'!AH26=FALSE,'2.2 Valg - Egenproducenter'!AA59=1),'4.5 Beregning - Tariffer'!CC45,0)","v":0},{"$f":"IF(AND('2.1 Valg - Forbrugstariffer'!AH26=FALSE,'2.2 Valg - Egenproducenter'!AA59=1),'4.5 Beregning - Tariffer'!CB45,0)","v":0},{"$f":"IF(AND('2.1 Valg - Forbrugstariffer'!AH26=FALSE,'2.2 Valg - Egenproducenter'!AA59=1),'4.5 Beregning - Tariffer'!CA45,0)","v":0},{"$f":"IF('2.2 Valg - Egenproducenter'!AA59=1,'4.5 Beregning - Tariffer'!BZ45,0)","v":0},null,{"$f":"IF('Forside Print'!$E$12=1,'4.3 Beregning - Abonnement'!AE41,('4.3 Beregning - Abonnement'!AE41/12))","v":0},{"$f":"IF('Forside Print'!$E$12=1,'4.3 Beregning - Abonnement'!AF41,('4.3 Beregning - Abonnement'!AF41/12))","v":0},{"$f":"IF('Forside Print'!$E$12=1,'4.3 Beregning - Abonnement'!AG41,('4.3 Beregning - Abonnement'!AG41/12))","v":0},{"$f":"IF('Forside Print'!$E$12=1,'4.3 Beregning - Abonnement'!AH41,('4.3 Beregning - Abonnement'!AH41/12))","v":0},{"$f":"IF('Forside Print'!$E$12=1,'4.3 Beregning - Abonnement'!AI41,('4.3 Beregning - Abonnement'!AI41/12))","v":0},null,{"$f":"IF('2.2 Valg - Egenproducenter'!AA59=1,'4.5 Beregning - Tariffer'!BD45,0)","v":0},null,{"$f":"IF('Forside Print'!$E$12=1,'4.3 Beregning - Abonnement'!BI41,('4.3 Beregning - Abonnement'!BI41/12))","v":0},{"$f":"IF('Forside Print'!$E$12=1,'4.3 Beregning - Abonnement'!BJ41,('4.3 Beregning - Abonnement'!BJ41/12))","v":0},{"$f":"IF('Forside Print'!$E$12=1,'4.3 Beregning - Abonnement'!BK41,('4.3 Beregning - Abonnement'!BK41/12))","v":0},{"$f":"IF('Forside Print'!$E$12=1,'4.3 Beregning - Abonnement'!CO41,('4.3 Beregning - Abonnement'!CO41/12))","v":0},{"$f":"IF('Forside Print'!$E$12=1,'4.3 Beregning - Abonnement'!BL41,('4.3 Beregning - Abonnement'!BL41/12))","v":0},{"$f":"IF('Forside Print'!$E$12=1,'4.3 Beregning - Abonnement'!CP41,('4.3 Beregning - Abonnement'!CP41/12))","v":0},{"$f":"IF('Forside Print'!$E$12=1,'4.3 Beregning - Abonnement'!BM41,('4.3 Beregning - Abonnement'!BM41/12))","v":0},{"$f":"IF('Forside Print'!$E$12=1,'4.3 Beregning - Abonnement'!CQ41,('4.3 Beregning - Abonnement'!CQ41/12))","v":0},null,{"$f":"IF('Forside Print'!$E$12=1,'4.3 Beregning - Abonnement'!DI41,('4.3 Beregning - Abonnement'!DI41/12))","v":0},{"$f":"IF('Forside Print'!$E$12=1,'4.3 Beregning - Abonnement'!DJ41,('4.3 Beregning - Abonnement'!DJ41/12))","v":0}]
[null,"B",{"$f":"IF(AND('2.1 Valg - Forbrugstariffer'!AH26=FALSE,Valg_A2=2,'2.2 Valg - Egenproducenter'!AA56=1),'4.5 Beregning - Tariffer'!CG45,0)","v":0},{"$f":"IF(AND('2.1 Valg - Forbrugstariffer'!AH26=FALSE,Valg_A2=2,'2.2 Valg - Egenproducenter'!AA56=1),'4.5 Beregning - Tariffer'!CF45,0)","v":0},{"$f":"IF(AND('2.1 Valg - Forbrugstariffer'!AH26=FALSE,Valg_A2=2,'2.2 Valg - Egenproducenter'!AA56=1),'4.5 Beregning - Tariffer'!CE45,0)","v":0},{"$f":"IF(AND(Valg_A2=2,'2.2 Valg - Egenproducenter'!AA56=1),'4.5 Beregning - Tariffer'!CD45,0)","v":0},null,{"$f":"IF(AND(Valg_A2=2,'Forside Print'!$E$12=1),'4.3 Beregning - Abonnement'!AK41,IF(AND(Valg_A2=2,'Forside Print'!$E$12=2),('4.3 Beregning - Abonnement'!AK41/12),0))","v":0},{"$f":"IF(AND(Valg_A2=2,'Forside Print'!$E$12=1),'4.3 Beregning - Abonnement'!AL41,IF(AND(Valg_A2=2,'Forside Print'!$E$12=2),('4.3 Beregning - Abonnement'!AL41/12),0))","v":0},{"$f":"IF(AND(Valg_A2=2,'Forside Print'!$E$12=1),'4.3 Beregning - Abonnement'!AM41,IF(AND(Valg_A2=2,'Forside Print'!$E$12=2),('4.3 Beregning - Abonnement'!AM41/12),0))","v":0},{"$f":"IF(AND(Valg_A2=2,'Forside Print'!$E$12=1),'4.3 Beregning - Abonnement'!AN41,IF(AND(Valg_A2=2,'Forside Print'!$E$12=2),('4.3 Beregning - Abonnement'!AN41/12),0))","v":0},{"$f":"IF(AND(Valg_A2=2,'Forside Print'!$E$12=1),'4.3 Beregning - Abonnement'!AO41,IF(AND(Valg_A2=2,'Forside Print'!$E$12=2),('4.3 Beregning - Abonnement'!AO41/12),0))","v":0},null,{"$f":"IF(AND(Valg_A2=2,'2.2 Valg - Egenproducenter'!AA56=1),'4.5 Beregning - Tariffer'!BH45,0)","v":0},null,{"$f":"IF(AND(Valg_A2=2,'Forside Print'!$E$12=1),'4.3 Beregning - Abonnement'!BO41,IF(AND(Valg_A2=2,'Forside Print'!$E$12=2),('4.3 Beregning - Abonnement'!BO41/12),0))","v":0},{"$f":"IF(AND(Valg_A2=2,'Forside Print'!$E$12=1),'4.3 Beregning - Abonnement'!BP41,IF(AND(Valg_A2=2,'Forside Print'!$E$12=2),('4.3 Beregning - Abonnement'!BP41/12),0))","v":0},{"$f":"IF(AND(Valg_A2=2,'Forside Print'!$E$12=1),'4.3 Beregning - Abonnement'!BQ41,IF(AND(Valg_A2=2,'Forside Print'!$E$12=2),('4.3 Beregning - Abonnement'!BQ41/12),0))","v":0},{"$f":"IF(AND(Valg_A2=2,'Forside Print'!$E$12=1),'4.3 Beregning - Abonnement'!CU41,IF(AND(Valg_A2=2,'Forside Print'!$E$12=2),('4.3 Beregning - Abonnement'!CU41/12),0))","v":0},{"$f":"IF(AND(Valg_A2=2,'Forside Print'!$E$12=1),'4.3 Beregning - Abonnement'!BR41,IF(AND(Valg_A2=2,'Forside Print'!$E$12=2),('4.3 Beregning - Abonnement'!BR41/12),0))","v":0},{"$f":"IF(AND(Valg_A2=2,'Forside Print'!$E$12=1),'4.3 Beregning - Abonnement'!CV41,IF(AND(Valg_A2=2,'Forside Print'!$E$12=2),('4.3 Beregning - Abonnement'!CV41/12),0))","v":0},{"$f":"IF(AND(Valg_A2=2,'Forside Print'!$E$12=1),'4.3 Beregning - Abonnement'!BT41,IF(AND(Valg_A2=2,'Forside Print'!$E$12=2),('4.3 Beregning - Abonnement'!BT41/12),0))","v":0},{"$f":"IF(AND(Valg_A2=2,'Forside Print'!$E$12=1),'4.3 Beregning - Abonnement'!CW41,IF(AND(Valg_A2=2,'Forside Print'!$E$12=2),('4.3 Beregning - Abonnement'!CW41/12),0))","v":0},null,{"$f":"IF(AND(Valg_A2=2,'Forside Print'!$E$12=1),'4.3 Beregning - Abonnement'!DK41,IF(AND(Valg_A2=2,'Forside Print'!$E$12=2),('4.3 Beregning - Abonnement'!DK41/12),0))","v":0},{"$f":"IF(AND(Valg_A2=2,'Forside Print'!$E$12=1),'4.3 Beregning - Abonnement'!DL41,IF(AND(Valg_A2=2,'Forside Print'!$E$12=2),('4.3 Beregning - Abonnement'!DL41/12),0))","v":0}]
[null,"B lav",{"$f":"IF(AND('2.1 Valg - Forbrugstariffer'!AH26=FALSE,Valg_A2=3,'2.2 Valg - Egenproducenter'!AA62=1),'4.5 Beregning - Tariffer'!CG45,0)","v":0},{"$f":"IF(AND('2.1 Valg - Forbrugstariffer'!AH26=FALSE,Valg_A2=3,'2.2 Valg - Egenproducenter'!AA62=1),'4.5 Beregning - Tariffer'!CF45,0)","v":0},{"$f":"IF(AND('2.1 Valg - Forbrugstariffer'!AH26=FALSE,Valg_A2=3,'2.2 Valg - Egenproducenter'!AA62=1),'4.5 Beregning - Tariffer'!CE45,0)","v":0},{"$f":"IF(AND(Valg_A2=3,'2.2 Valg - Egenproducenter'!AA62=1),'4.5 Beregning - Tariffer'!CD45,0)","v":0},null,{"$f":"IF(AND(Valg_A2=3,'Forside Print'!$E$12=1),'4.3 Beregning - Abonnement'!AK41,IF(AND(Valg_A2=3,'Forside Print'!$E$12=2),('4.3 Beregning - Abonnement'!AK41/12),0))","v":0},{"$f":"IF(AND(Valg_A2=3,'Forside Print'!$E$12=1),'4.3 Beregning - Abonnement'!AL41,IF(AND(Valg_A2=3,'Forside Print'!$E$12=2),('4.3 Beregning - Abonnement'!AL41/12),0))","v":0},{"$f":"IF(AND(Valg_A2=3,'Forside Print'!$E$12=1),'4.3 Beregning - Abonnement'!AM41,IF(AND(Valg_A2=3,'Forside Print'!$E$12=2),('4.3 Beregning - Abonnement'!AM41/12),0))","v":0},{"$f":"IF(AND(Valg_A2=3,'Forside Print'!$E$12=1),'4.3 Beregning - Abonnement'!AN41,IF(AND(Valg_A2=3,'Forside Print'!$E$12=2),('4.3 Beregning - Abonnement'!AN41/12),0))","v":0},{"$f":"IF(AND(Valg_A2=3,'Forside Print'!$E$12=1),'4.3 Beregning - Abonnement'!AO41,IF(AND(Valg_A2=3,'Forside Print'!$E$12=2),('4.3 Beregning - Abonnement'!AO41/12),0))","v":0},null,{"$f":"IF(AND(Valg_A2=3,'2.2 Valg - Egenproducenter'!AA62=1),'4.5 Beregning - Tariffer'!BH45,0)","v":0},null,{"$f":"IF(AND(Valg_A2=3,'Forside Print'!$E$12=1),'4.3 Beregning - Abonnement'!BO41,IF(AND(Valg_A2=3,'Forside Print'!$E$12=2),('4.3 Beregning - Abonnement'!BO41/12),0))","v":0},{"$f":"IF(AND(Valg_A2=3,'Forside Print'!$E$12=1),'4.3 Beregning - Abonnement'!BP41,IF(AND(Valg_A2=3,'Forside Print'!$E$12=2),('4.3 Beregning - Abonnement'!BP41/12),0))","v":0},{"$f":"IF(AND(Valg_A2=3,'Forside Print'!$E$12=1),'4.3 Beregning - Abonnement'!BQ41,IF(AND(Valg_A2=3,'Forside Print'!$E$12=2),('4.3 Beregning - Abonnement'!BQ41/12),0))","v":0},{"$f":"IF(AND(Valg_A2=3,'Forside Print'!$E$12=1),'4.3 Beregning - Abonnement'!CU41,IF(AND(Valg_A2=3,'Forside Print'!$E$12=2),('4.3 Beregning - Abonnement'!CU41/12),0))","v":0},{"$f":"IF(AND(Valg_A2=3,'Forside Print'!$E$12=1),'4.3 Beregning - Abonnement'!BR41,IF(AND(Valg_A2=3,'Forside Print'!$E$12=2),('4.3 Beregning - Abonnement'!BR41/12),0))","v":0},{"$f":"IF(AND(Valg_A2=3,'Forside Print'!$E$12=1),'4.3 Beregning - Abonnement'!CV41,IF(AND(Valg_A2=3,'Forside Print'!$E$12=2),('4.3 Beregning - Abonnement'!CV41/12),0))","v":0},{"$f":"IF(AND(Valg_A2=3,'Forside Print'!$E$12=1),'4.3 Beregning - Abonnement'!BS41,IF(AND(Valg_A2=3,'Forside Print'!$E$12=2),('4.3 Beregning - Abonnement'!BS41/12),0))","v":0},{"$f":"IF(AND(Valg_A2=3,'Forside Print'!$E$12=1),'4.3 Beregning - Abonnement'!CW41,IF(AND(Valg_A2=3,'Forside Print'!$E$12=2),('4.3 Beregning - Abonnement'!CW41/12),0))","v":0},null,{"$f":"IF(AND(Valg_A2=3,'Forside Print'!$E$12=1),'4.3 Beregning - Abonnement'!DK41,IF(AND(Valg_A2=3,'Forside Print'!$E$12=2),('4.3 Beregning - Abonnement'!DK41/12),0))","v":0},{"$f":"IF(AND(Valg_A2=3,'Forside Print'!$E$12=1),'4.3 Beregning - Abonnement'!DL41,IF(AND(Valg_A2=3,'Forside Print'!$E$12=2),('4.3 Beregning - Abonnement'!DL41/12),0))","v":0}]
[]
["C","C",{"$f":"IF(AND('2.1 Valg - Forbrugstariffer'!AH34=FALSE,Valg_A3=2,'2.2 Valg - Egenproducenter'!AA65=1),'4.5 Beregning - Tariffer'!CK45,0)","v":0},null,{"$f":"IF(AND('2.1 Valg - Forbrugstariffer'!AH34=FALSE,Valg_A3=2,'2.2 Valg - Egenproducenter'!AA65=1),'4.5 Beregning - Tariffer'!CJ45,0)","v":0},{"$f":"IF(AND(Valg_A3=2,'2.2 Valg - Egenproducenter'!AA65=1),'4.5 Beregning - Tariffer'!CI45,0)","v":0},null,{"$f":"IF('Forside Print'!$E$12=1,'4.3 Beregning - Abonnement'!AQ41,('4.3 Beregning - Abonnement'!AQ41/12))","v":0},{"$f":"IF('Forside Print'!$E$12=1,'4.3 Beregning - Abonnement'!AR41,('4.3 Beregning - Abonnement'!AR41/12))","v":0},{"$f":"IF('Forside Print'!$E$12=1,'4.3 Beregning - Abonnement'!AS41,('4.3 Beregning - Abonnement'!AS41/12))","v":0},{"$f":"IF('Forside Print'!$E$12=1,'4.3 Beregning - Abonnement'!AT41,('4.3 Beregning - Abonnement'!AT41/12))","v":0},{"$f":"IF('Forside Print'!$E$12=1,'4.3 Beregning - Abonnement'!AU41,('4.3 Beregning - Abonnement'!AU41/12))","v":0},null,{"$f":"IF('2.2 Valg - Egenproducenter'!AA65=1,'4.5 Beregning - Tariffer'!BM45,0)","v":0},null,{"$f":"IF('Forside Print'!$E$12=1,'4.3 Beregning - Abonnement'!BU41,('4.3 Beregning - Abonnement'!BU41/12))","v":0},{"$f":"IF('Forside Print'!$E$12=1,'4.3 Beregning - Abonnement'!BV41,('4.3 Beregning - Abonnement'!BV41/12))","v":0},{"$f":"IF('Forside Print'!$E$12=1,'4.3 Beregning - Abonnement'!BW41,('4.3 Beregning - Abonnement'!BW41/12))","v":0},{"$f":"IF('Forside Print'!$E$12=1,'4.3 Beregning - Abonnement'!DA41,('4.3 Beregning - Abonnement'!DA41/12))","v":0},{"$f":"IF('Forside Print'!$E$12=1,'4.3 Beregning - Abonnement'!BX41,('4.3 Beregning - Abonnement'!BX41/12))","v":0},{"$f":"IF('Forside Print'!$E$12=1,'4.3 Beregning - Abonnement'!DB41,('4.3 Beregning - Abonnement'!DB41/12))","v":0},{"$f":"IF('Forside Print'!$E$12=1,'4.3 Beregning - Abonnement'!BY41,('4.3 Beregning - Abonnement'!BY41/12))","v":0},{"$f":"IF('Forside Print'!$E$12=1,'4.3 Beregning - Abonnement'!DC41,('4.3 Beregning - Abonnement'!DC41/12))","v":0},null,{"$f":"IF(AND(Valg_A3=2,'Forside Print'!$E$12=1),'4.3 Beregning - Abonnement'!DM41,IF(AND(Valg_A3=2,'Forside Print'!$E$12=2),('4.3 Beregning - Abonnement'!DM41/12),0))","v":0},{"$f":"IF(AND(Valg_A3=2,'Forside Print'!$E$12=1),'4.3 Beregning - Abonnement'!DN41,IF(AND(Valg_A3=2,'Forside Print'!$E$12=2),('4.3 Beregning - Abonnement'!DN41/12),0))","v":0}]
[]
["Inkl. moms",null,"Tariffer\n(øre/kWh)",null,null,null,null,{"$f":"CONCATENATE(\"Abonnement (kr./\",IF('Forside Print'!$E$12=1,\"år)\",\"md)\"))","v":"Abonnement (kr./år)"},null,null,null,null,null,"Rådighed\n(øre/kWh)",null,{"$f":"CONCATENATE(\"Produktionsmåler (kr./\",IF('Forside Print'!$E$12=1,\"år)\",\"md)\"))","v":"Produktionsmåler (kr./år)"},null,null,null,null,null,null,null,null,{"$f":"CONCATENATE(\"Produktionsabon. (kr./\",IF('Forside Print'!$E$12=1,\"år)\",\"md)\"))","v":"Produktionsabon. (kr./år)"}]
[0.25,null,"Tidsdifferentiering",null,null,"Flad/gns.",null,"Grp. 1","Grp. 2","Grp. 4","Grp. 5 og 6","Skabelon",null,null,null,"Grp. 1","Grp. 2","Grp. 4",null,"Grp. 5 og 6",null,"Skabelon",null,null,"Kraftværk","Vindmølle\nBEK 1063"]
[null,null,"Lav","Høj","Spids",null,null,null,null,null,null,null,null,null,null,"Time","Time","Time","Skbl.","Time","Skbl.","Time","Skbl."]
["A","A 0"]
[null,"A høj",{"$f":"C11*(1+$A$22)","v":0},0,0,0,null,{"$f":"H11*(1+$A$22)","v":0},0,0,0,0,null,{"$f":"N11*(1+$A$22)","v":0},null,{"$f":"P11*(1+$A$22)","v":0},0,0,0,0,0,{"$f":"V11*(1+$A$22)","v":0},{"$f":"W11*(1+$A$22)","v":0},null,{"$f":"Y11*(1+$A$22)","v":0},0]
[null,"A",0,0,0,0,null,0,0,0,0,0,null,0,null,0,0,0,0,0,0,{"$f":"V12*(1+$A$22)","v":0},{"$f":"W12*(1+$A$22)","v":0},null,{"$f":"Y12*(1+$A$22)","v":0},0]
[null,"A lav",0,0,0,0,null,0,0,0,0,0,null,0,null,0,0,0,0,0,0,{"$f":"V13*(1+$A$22)","v":0},{"$f":"W13*(1+$A$22)","v":0},null,{"$f":"Y13*(1+$A$22)","v":0},0]
[]
["B","B høj",{"$f":"C15*(1+$A$22)","v":0},{"$f":"D15*(1+$A$22)","v":0},0,0,null,0,{"$f":"I15*(1+$A$22)","v":0},0,0,0,null,0,null,0,{"$f":"Q15*(1+$A$22)","v":0},0,0,0,0,{"$f":"V15*(1+$A$22)","v":0},{"$f":"W15*(1+$A$22)","v":0},null,0,{"$f":"Z15*(1+$A$22)","v":0}]
[null,"B",{"$f":"C16*(1+$A$22)","v":0},0,0,0,null,{"$f":"H16*(1+$A$22)","v":0},0,0,0,0,null,{"$f":"N16*(1+$A$22)","v":0},null,{"$f":"P16*(1+$A$22)","v":0},0,0,0,0,0,{"$f":"V16*(1+$A$22)","v":0},{"$f":"W16*(1+$A$22)","v":0},null,{"$f":"Y16*(1+$A$22)","v":0},0]
[null,"B lav",0,0,0,0,null,{"$f":"H17*(1+$A$22)","v":0},0,0,0,0,null,{"$f":"N17*(1+$A$22)","v":0},null,{"$f":"P17*(1+$A$22)","v":0},0,0,0,0,0,{"$f":"V17*(1+$A$22)","v":0},{"$f":"W17*(1+$A$22)","v":0},null,{"$f":"Y17*(1+$A$22)","v":0},0]
[]
["C","C",{"$f":"C19*(1+$A$22)","v":0},null,0,0,null,0,0,0,0,0,null,0,null,0,0,0,0,0,0,{"$f":"V19*(1+$A$22)","v":0},{"$f":"W19*(1+$A$22)","v":0},null,0,0]

{"sheet":"Varsling 2","index":23,"n_rows":24,"n_cols":86,"rows_kept":24,"cut":false,"hidden":false,"merged":[[11,45,11,48],[11,49,11,52],[12,69,12,72],[11,69,11,76],[12,73,12,76],[12,45,12,48],[12,49,12,52],[12,53,12,56],[12,61,12,64],[10,78,10,85],[11,78,12,81],[11,82,12,85],[2,0,2,1],[14,0,17,0],[10,2,10,17],[3,1,3,2],[4,1,4,2],[10,19,10,38],[12,57,12,60],[11,53,11,60],[11,61,11,68],[12,65,12,68],[10,40,10,43],[11,40,12,43],[10,45,10,76],[19,0,21,0],[12,35,12,38],[11,19,11,38],[12,19,12,22],[12,23,12,26],[12,27,12,30],[12,31,12,34],[11,14,12,17],[11,2,11,13],[12,2,12,5],[12,6,12,9],[12,10,12,13]]}
[]
[{"$f":"'Forside Print'!B28","v":"7 Prisstigninger og varsling (egenproducenter og producenter)"}]
[{"$f":"Virk_navn","v":"(indtast virksomhedsnavn)"},null,{"$f":"IF('5.1 Kontrolark - Tjekskema'!D8=\"Fejl i beregningen\",\"Fejl i beregningen - se kontrolark 5.1!\",\"\")","v":"Fejl i beregningen - se kontrolark 5.1!"}]
["Gældende fra:",{"$f":"Gælder_fra","v":"(indtast dato)"}]
["Printet:",{"$f":"TODAY()","v":"2017-10-19"}]
[]
[{"$f":"CONCATENATE(\"Prisstigning større end \",'Forside Print'!$B$12*100,\"%\")","v":"Prisstigning større end 10%"}]
[{"$f":"CONCATENATE(\"Prisstigning mellem \",'Forside Print'!$B$13*100,\"% og \",'Forside Print'!$B$12*100,\"%\")","v":"Prisstigning mellem 5% og 10%"}]
[{"$f":"CONCATENATE(\"Prisstigning under \",'Forside Print'!$B$13*100,\"%\")","v":"Prisstigning under 5%"}]
[]
[null,null,"Tariffer\n(øre/kWh)",null,null,null,null,null,null,null,null,null,null,null,null,null,null,null,null,{"$f":"CONCATENATE(\"Abonnement (kr./\",IF('Forside Print'!$E$12=1,\"år)\",\"md)\"))","v":"Abonnement (kr./år)"},null,null,null,null,null,null,null,null,null,null,null,null,null,null,null,null,null,null,null,null,"Rådighed\n(øre/kWh)",null,null,null,null,{"$f":"CONCATENATE(\"Produktionsmåler (kr./\",IF('Forside Print'!$E$12=1,\"år)\",\"md)\"))","v":"Produktionsmåler (kr./år)"},null,null,null,null,null,null,null,null,null,null,null,null,null,null,null,null,null,null,null,null,null,null,null,null,null,null,null,null,null,null,null,null,{"$f":"CONCATENATE(\"Produktionsabon. (kr./\",IF('Forside Print'!$E$12=1,\"år)\",\"md)\"))","v":"Produktionsabon. (kr./år)"}]
[null,null,"Tidsdifferentiering",null,null,null,null,null,null,null,null,null,null,null,null,null,null,null,null,"Egenproducenter",null,null,null,null,null,null,null,null,null,null,null,null,null,null,null,null,null,null,null,null,null,null,null,null,null,"Grp. 1",null,null,null,"Grp. 2",null,null,null,"Grp. 4",null,null,null,null,null,null,null,"Grp. 5 og 6",null,null,null,null,null,null,null,"Skabelon",null,null,null,null,null,null,null,null,"Kraftværk",null,null,null,"Vindmølle\nBEK 1063"]
[null,null,"Lav",null,null,null,"Høj",null,null,null,"Spids",null,null,null,null,null,null,null,null,"Grp. 1",null,null,null,"Grp. 2",null,null,null,"Grp. 4",null,null,null,"Grp. 5 og 6",null,null,null,"Skabelon",null,null,null,null,null,null,null,null,null,"Time",null,null,null,"Time",null,null,null,"Time",null,null,null,"Skabelon",null,null,null,"Time",null,null,null,"Skabelon",null,null,null,"Time",null,null,null,"Skabelon"]
[null,null,"Ny tarif","Gl. tarif","Forskel","%","Ny tarif","Gl. tarif","Forskel","%","Ny tarif","Gl. tarif","Forskel","%","Ny tarif","Gl. tarif","Forskel","%",null,"Nyt abonn.","GL. abonn.","Forskel","%","Nyt abonn.","GL. abonn.","Forskel","%","Nyt abonn.","GL. abonn.","Forskel","%","Nyt abonn.","GL. abonn.","Forskel","%","Nyt abonn.","GL. abonn.","Forskel","%",null,"Ny tarif","Gl. tarif","Forskel","%",null,"Nyt abonn.","GL. abonn.","Forskel","%","Nyt abonn.","GL. abonn.","Forskel","%","Nyt abonn.","GL. abonn.","Forskel","%","Nyt abonn.","GL. abonn.","Forskel","%","Nyt abonn.","GL. abonn.","Forskel","%","Nyt abonn.","GL. abonn.","Forskel","%","Nyt abonn.","GL. abonn.","Forskel","%","Nyt abonn.","GL. abonn.","Forskel","%",null,"Nyt abonn.","GL. abonn.","Forskel","%","Nyt abonn.","GL. abonn.","Forskel","%"]
["A","A 0",{"$f":"'Tarifblad 2'!C10","v":0},null,{"$f":"C15-D15","v":0},{"$f":"IFERROR(E15/D15,\"\")","v":""},{"$f":"'Tarifblad 2'!D10","v":0},null,{"$f":"G15-H15","v":0},{"$f":"IFERROR(I15/H15,\"\")","v":""},{"$f":"'Tarifblad 2'!E10","v":0},null,{"$f":"K15-L15","v":0},{"$f":"IFERROR(M15/L15,\"\")","v":""},{"$f":"'Tarifblad 2'!F10","v":0},null,{"$f":"O15-P15","v":0},{"$f":"IFERROR(Q15/P15,\"\")","v":""},null,{"$f":"'Tarifblad 2'!H10","v":0},null,{"$f":"T15-U15","v":0},{"$f":"IFERROR(V15/U15,\"\")","v":""},{"$f":"'Tarifblad 2'!I10","v":0},null,{"$f":"X15-Y15","v":0},{"$f":"IFERROR(Z15/Y15,\"\")","v":""},{"$f":"'Tarifblad 2'!J10","v":0},null,{"$f":"AB15-AC15","v":0},{"$f":"IFERROR(AD15/AC15,\"\")","v":""},{"$f":"'Tarifblad 2'!K10","v":0},null,{"$f":"AF15-AG15","v":0},{"$f":"IFERROR(AH15/AG15,\"\")","v":""},{"$f":"'Tarifblad 2'!L10","v":0},null,{"$f":"AJ15-AK15","v":0},{"$f":"IFERROR(AL15/AK15,\"\")","v":""},null,{"$f":"'Tarifblad 2'!N10","v":0},null,{"$f":"AO15-AP15","v":0},{"$f":"IFERROR(AQ15/AP15,\"\")","v":""},null,{"$f":"'Tarifblad 2'!P10","v":0},null,{"$f":"AT15-AU15","v":0},{"$f":"IFERROR(AV15/AU15,\"\")","v":""},{"$f":"'Tarifblad 2'!Q10","v":0},null,{"$f":"AX15-AY15","v":0},{"$f":"IFERROR(AZ15/AY15,\"\")","v":""},{"$f":"'Tarifblad 2'!R10","v":0},null,{"$f":"BB15-BC15","v":0},{"$f":"IFERROR(BD15/BC15,\"\")","v":""},{"$f":"'Tarifblad 2'!S10","v":0},null,{"$f":"BF15-BG15","v":0},{"$f":"IFERROR(BH15/BG15,\"\")","v":""},{"$f":"'Tarifblad 2'!T10","v":0},null,{"$f":"BJ15-BK15","v":0},{"$f":"IFERROR(BL15/BK15,\"\")","v":""},{"$f":"'Tarifblad 2'!U10","v":0},null,{"$f":"BN15-BO15","v":0},{"$f":"IFERROR(BP15/BO15,\"\")","v":""},{"$f":"'Tarifblad 2'!V10","v":0},null,{"$f":"BR15-BS15","v":0},{"$f":"IFERROR(BT15/BS15,\"\")","v":""},null,null,{"$f":"BV15-BW15","v":0},{"$f":"IFERROR(BX15/BW15,\"\")","v":""},null,{"$f":"'Tarifblad 2'!Y10","v":0},null,{"$f":"CA15-CB15","v":0},{"$f":"IFERROR(CC15/CB15,\"\")","v":""},{"$f":"'Tarifblad 2'!Z10","v":0},null,{"$f":"CE15-CF15","v":0},{"$f":"IFERROR(CG15/CF15,\"\")","v":""}]
[null,"A høj",{"$f":"'Tarifblad 2'!C11","v":0},null,{"$f":"C16-D16","v":0},{"$f":"IFERROR(E16/D16,\"\")","v":""},{"$f":"'Tarifblad 2'!D11","v":0},null,{"$f":"G16-H16","v":0},{"$f":"IFERROR(I16/H16,\"\")","v":""},{"$f":"'Tarifblad 2'!E11","v":0},null,{"$f":"K16-L16","v":0},{"$f":"IFERROR(M16/L16,\"\")","v":""},{"$f":"'Tarifblad 2'!F11","v":0},null,{"$f":"O16-P16","v":0},{"$f":"IFERROR(Q16/P16,\"\")","v":""},null,{"$f":"'Tarifblad 2'!H11","v":0},null,{"$f":"T16-U16","v":0},{"$f":"IFERROR(V16/U16,\"\")","v":""},{"$f":"'Tarifblad 2'!I11","v":0},null,{"$f":"X16-Y16","v":0},{"$f":"IFERROR(Z16/Y16,\"\")","v":""},{"$f":"'Tarifblad 2'!J11","v":0},null,{"$f":"AB16-AC16","v":0},{"$f":"IFERROR(AD16/AC16,\"\")","v":""},{"$f":"'Tarifblad 2'!K11","v":0},null,{"$f":"AF16-AG16","v":0},{"$f":"IFERROR(AH16/AG16,\"\")","v":""},{"$f":"'Tarifblad 2'!L11","v":0},null,{"$f":"AJ16-AK16","v":0},{"$f":"IFERROR(AL16/AK16,\"\")","v":""},null,{"$f":"'Tarifblad 2'!N11","v":0},null,{"$f":"AO16-AP16","v":0},{"$f":"IFERROR(AQ16/AP16,\"\")","v":""},null,{"$f":"'Tarifblad 2'!P11","v":0},null,{"$f":"AT16-AU16","v":0},{"$f":"IFERROR(AV16/AU16,\"\")","v":""},{"$f":"'Tarifblad 2'!Q11","v":0},null,{"$f":"AX16-AY16","v":0},{"$f":"IFERROR(AZ16/AY16,\"\")","v":""},{"$f":"'Tarifblad 2'!R11","v":0},null,{"$f":"BB16-BC16","v":0},{"$f":"IFERROR(BD16/BC16,\"\")","v":""},{"$f":"'Tarifblad 2'!S11","v":0},null,{"$f":"BF16-BG16","v":0},{"$f":"IFERROR(BH16/BG16,\"\")","v":""},{"$f":"'Tarifblad 2'!T11","v":0},null,{"$f":"BJ16-BK16","v":0},{"$f":"IFERROR(BL16/BK16,\"\")","v":""},{"$f":"'Tarifblad 2'!U11","v":0},null,{"$f":"BN16-BO16","v":0},{"$f":"IFERROR(BP16/BO16,\"\")","v":""},{"$f":"'Tarifblad 2'!V11","v":0},null,0,"",null,null,{"$f":"BV16-BW16","v":0},{"$f":"IFERROR(BX16/BW16,\"\")","v":""},null,{"$f":"'Tarifblad 2'!Y11","v":0},null,{"$f":"CA16-CB16","v":0},{"$f":"IFERROR(CC16/CB16,\"\")","v":""},{"$f":"'Tarifblad 2'!Z11","v":0},null,{"$f":"CE16-CF16","v":0},{"$f":"IFERROR(CG16/CF16,\"\")","v":""}]
[null,"A",{"$f":"'Tarifblad 2'!C12","v":0},null,0,"",{"$f":"'Tarifblad 2'!D12","v":0},null,0,"",{"$f":"'Tarifblad 2'!E12","v":0},null,0,"",{"$f":"'Tarifblad 2'!F12","v":0},null,0,"",null,{"$f":"'Tarifblad 2'!H12","v":0},null,0,"",{"$f":"'Tarifblad 2'!I12","v":0},null,0,"",{"$f":"'Tarifblad 2'!J12","v":0},null,0,"",{"$f":"'Tarifblad 2'!K12","v":0},null,0,"",{"$f":"'Tarifblad 2'!L12","v":0},null,0,"",null,{"$f":"'Tarifblad 2'!N12","v":0},null,0,"",null,{"$f":"'Tarifblad 2'!P12","v":0},null,0,"",{"$f":"'Tarifblad 2'!Q12","v":0},null,0,"",{"$f":"'Tarifblad 2'!R12","v":0},null,0,"",{"$f":"'Tarifblad 2'!S12","v":0},null,0,"",{"$f":"'Tarifblad 2'!T12","v":0},null,0,"",{"$f":"'Tarifblad 2'!U12","v":0},null,0,"",{"$f":"'Tarifblad 2'!Y12","v":0},null,0,"",null,null,0,"",null,{"$f":"'Tarifblad 2'!Y12","v":0},null,0,"",{"$f":"'Tarifblad 2'!Z12","v":0},null,0,""]
[null,"A lav",{"$f":"'Tarifblad 2'!C13","v":0},null,0,"",{"$f":"'Tarifblad 2'!D13","v":0},null,0,"",{"$f":"'Tarifblad 2'!E13","v":0},null,0,"",{"$f":"'Tarifblad 2'!F13","v":0},null,0,"",null,{"$f":"'Tarifblad 2'!H13","v":0},null,0,"",{"$f":"'Tarifblad 2'!I13","v":0},null,0,"",{"$f":"'Tarifblad 2'!J13","v":0},null,0,"",{"$f":"'Tarifblad 2'!K13","v":0},null,0,"",{"$f":"'Tarifblad 2'!L13","v":0},null,0,"",null,{"$f":"'Tarifblad 2'!N13","v":0},null,0,"",null,{"$f":"'Tarifblad 2'!P13","v":0},null,0,"",{"$f":"'Tarifblad 2'!Q13","v":0},null,0,"",{"$f":"'Tarifblad 2'!R13","v":0},null,0,"",{"$f":"'Tarifblad 2'!S13","v":0},null,0,"",{"$f":"'Tarifblad 2'!T13","v":0},null,0,"",{"$f":"'Tarifblad 2'!U13","v":0},null,0,"",{"$f":"'Tarifblad 2'!V13","v":0},null,0,"",null,null,0,"",null,{"$f":"'Tarifblad 2'!Y13","v":0},null,0,"",{"$f":"'Tarifblad 2'!Z13","v":0},null,0,""]
[]
["B","B høj",{"$f":"'Tarifblad 2'!C15","v":0},null,0,"",{"$f":"'Tarifblad 2'!D15","v":0},null,0,"",{"$f":"'Tarifblad 2'!E15","v":0},null,0,"",{"$f":"'Tarifblad 2'!F15","v":0},null,0,"",null,{"$f":"'Tarifblad 2'!H15","v":0},null,0,"",{"$f":"'Tarifblad 2'!I15","v":0},null,0,"",{"$f":"'Tarifblad 2'!J15","v":0},null,0,"",{"$f":"'Tarifblad 2'!K15","v":0},null,0,"",{"$f":"'Tarifblad 2'!L15","v":0},null,0,"",null,{"$f":"'Tarifblad 2'!N15","v":0},null,0,"",null,{"$f":"'Tarifblad 2'!P15","v":0},null,0,"",{"$f":"'Tarifblad 2'!Q15","v":0},null,0,"",{"$f":"'Tarifblad 2'!R15","v":0},null,0,"",{"$f":"'Tarifblad 2'!S15","v":0},null,0,"",{"$f":"'Tarifblad 2'!T15","v":0},null,0,"",{"$f":"'Tarifblad 2'!U15","v":0},null,0,"",{"$f":"'Tarifblad 2'!V15","v":0},null,{"$f":"BR20-BS20","v":0},{"$f":"IFERROR(BT20/BS20,\"\")","v":""},null,null,0,"",null,{"$f":"'Tarifblad 2'!Y15","v":0},null,0,"",{"$f":"'Tarifblad 2'!Z15","v":0},null,0,""]
[null,"B",{"$f":"'Tarifblad 2'!C16","v":0},null,0,"",{"$f":"'Tarifblad 2'!D16","v":0},null,0,"",{"$f":"'Tarifblad 2'!E16","v":0},null,0,"",{"$f":"'Tarifblad 2'!F16","v":0},null,0,"",null,{"$f":"'Tarifblad 2'!H16","v":0},null,0,"",{"$f":"'Tarifblad 2'!I16","v":0},null,0,"",{"$f":"'Tarifblad 2'!J16","v":0},null,0,"",{"$f":"'Tarifblad 2'!K16","v":0},null,0,"",{"$f":"'Tarifblad 2'!L16","v":0},null,0,"",null,{"$f":"'Tarifblad 2'!N16","v":0},null,0,"",null,{"$f":"'Tarifblad 2'!P16","v":0},null,0,"",{"$f":"'Tarifblad 2'!Q16","v":0},null,0,"",{"$f":"'Tarifblad 2'!R16","v":0},null,0,"",{"$f":"'Tarifblad 2'!S16","v":0},null,0,"",{"$f":"'Tarifblad 2'!T16","v":0},null,0,"",{"$f":"'Tarifblad 2'!U16","v":0},null,0,"",{"$f":"'Tarifblad 2'!Y16","v":0},null,0,"",null,null,0,"",null,{"$f":"'Tarifblad 2'!Y16","v":0},null,0,"",{"$f":"'Tarifblad 2'!Z16","v":0},null,0,""]
[null,"B lav",{"$f":"'Tarifblad 2'!C17","v":0},null,0,"",{"$f":"'Tarifblad 2'!D17","v":0},null,0,"",{"$f":"'Tarifblad 2'!E17","v":0},null,0,"",{"$f":"'Tarifblad 2'!F17","v":0},null,0,"",null,{"$f":"'Tarifblad 2'!H17","v":0},null,0,"",{"$f":"'Tarifblad 2'!I17","v":0},null,0,"",{"$f":"'Tarifblad 2'!J17","v":0},null,0,"",{"$f":"'Tarifblad 2'!K17","v":0},null,0,"",{"$f":"'Tarifblad 2'!L17","v":0},null,0,"",null,{"$f":"'Tarifblad 2'!N17","v":0},null,0,"",null,{"$f":"'Tarifblad 2'!P17","v":0},null,0,"",{"$f":"'Tarifblad 2'!Q17","v":0},null,0,"",{"$f":"'Tarifblad 2'!R17","v":0},null,0,"",{"$f":"'Tarifblad 2'!S17","v":0},null,0,"",{"$f":"'Tarifblad 2'!T17","v":0},null,0,"",{"$f":"'Tarifblad 2'!U17","v":0},null,0,"",{"$f":"'Tarifblad 2'!V17","v":0},null,0,"",null,null,0,"",null,{"$f":"'Tarifblad 2'!Y17","v":0},null,0,"",{"$f":"'Tarifblad 2'!Z17","v":0},null,0,""]
[]
["C","C",{"$f":"'Tarifblad 2'!C19","v":0},null,0,"",{"$f":"'Tarifblad 2'!D19","v":0},null,0,"",{"$f":"'Tarifblad 2'!E19","v":0},null,0,"",{"$f":"'Tarifblad 2'!F19","v":0},null,0,"",null,{"$f":"'Tarifblad 2'!H19","v":0},null,0,"",{"$f":"'Tarifblad 2'!I19","v":0},null,0,"",{"$f":"'Tarifblad 2'!J19","v":0},null,0,"",{"$f":"'Tarifblad 2'!K19","v":0},null,0,"",{"$f":"'Tarifblad 2'!L19","v":0},null,0,"",null,{"$f":"'Tarifblad 2'!N19","v":0},null,0,"",null,{"$f":"'Tarifblad 2'!P19","v":0},null,0,"",{"$f":"'Tarifblad 2'!Q19","v":0},null,0,"",{"$f":"'Tarifblad 2'!R19","v":0},null,0,"",{"$f":"'Tarifblad 2'!S19","v":0},null,0,"",{"$f":"'Tarifblad 2'!T19","v":0},null,0,"",{"$f":"'Tarifblad 2'!U19","v":0},null,0,"",{"$f":"'Tarifblad 2'!V19","v":0},null,{"$f":"BR24-BS24","v":0},{"$f":"IFERROR(BT24/BS24,\"\")","v":""},null,null,0,"",null,{"$f":"'Tarifblad 2'!Y19","v":0},null,0,"",{"$f":"'Tarifblad 2'!Z19","v":0},null,0,""]

{"sheet":"Deklaration 2","index":24,"n_rows":76,"n_cols":104,"rows_kept":76,"cut":false,"hidden":false,"merged":[[7,82,7,83],[7,30,7,31],[7,32,7,33],[7,34,7,35],[7,36,7,37],[7,43,7,44],[7,45,7,46],[7,38,7,39],[7,23,7,24],[7,40,7,41],[7,80,7,81],[7,19,7,20],[7,28,7,29],[7,26,7,27],[3,2,3,4],[4,2,4,4],[7,13,7,14],[7,15,7,16],[7,17,7,18],[7,2,7,3],[7,4,7,5],[7,6,7,7],[7,8,7,9],[7,11,7,12]]}
[]
[{"$f":"'Forside Print'!B29","v":"8 Varedeklaration pr omkostningskategori (egenproducenter og producenter)"},null,null,null,null,null,null,null,null,null,null,null,null,null,null,null,null,null,null,null,null,null,null,null,null,null,null,null,null,null,null,null,null,null,null,null,null,null,null,null,null,null,null,null,null,null,null,null,null,null,null,null,null,null,null,null,null,null,null,null,null,null,null,null,"Formelområde - må ikke overskrives"]
[{"$f":"Virk_navn","v":"(indtast virksomhedsnavn)"},null,null,null,null,null,null,null,null,null,null,null,null,null,null,null,null,null,null,null,null,null,null,null,null,null,null,null,null,null,null,null,null,null,null,null,null,null,null,null,null,null,null,null,null,null,null,null,null,null,null,null,null,null,null,null,null,null,null,null,null,null,null,null,null,null,null,null,null,null,null,null,null,null,null,null,null,null,null,null,null,null,null,null,null,null,null,null,null,null,null,null,null,null,null,null,null,null,"Tidsdiff fravalgt? (0=ja)",null,null,null,{"$f":"A8","v":"A høj"}]
["Gældende fra:",null,{"$f":"Gælder_fra","v":"(indtast dato)"},null,null,null,null,null,null,null,null,null,null,null,null,null,null,null,null,null,null,null,null,null,null,null,null,null,null,null,null,null,null,null,null,null,null,null,null,null,null,null,null,null,null,null,null,null,null,null,null,null,null,null,null,null,null,null,null,null,null,null,null,null,null,null,null,null,null,null,null,null,null,null,null,null,null,null,null,null,null,null,null,null,null,null,null,null,null,null,null,null,null,null,null,null,null,null,"A",{"$f":"'2.1 Valg - Forbrugstariffer'!AA18","v":1},null,{"$f":"IF(AND(CV4=0,NOT(ISBLANK(CX11:CX12))),1,0)","v":0},{"$f":"IF(AND(CX4=1,OR($CY$3=CX11,$CY$3=CX12)),1,0)","v":0}]
["Printet:",null,{"$f":"TODAY()","v":"2017-10-19"},null,null,null,null,null,null,null,null,null,null,null,null,null,null,null,null,null,null,null,null,null,null,null,null,null,null,null,null,null,null,null,null,null,null,null,null,null,null,null,null,null,null,null,null,null,null,null,null,null,null,null,null,null,null,null,null,null,null,null,null,null,null,null,null,null,null,null,null,null,null,null,null,null,null,null,null,null,null,null,null,null,null,null,null,null,null,null,null,null,null,null,null,null,null,null,"B",{"$f":"'2.1 Valg - Forbrugstariffer'!AA19","v":1},null,{"$f":"IF(AND(CV5=0,NOT(ISBLANK(CX13:CX14))),1,0)","v":0},{"$f":"IF(AND(CX5=1,OR($CY$3=CX13,$CY$3=CX14)),1,0)","v":0}]
[1,null,null,null,null,null,null,null,null,null,null,null,null,null,null,null,null,null,null,null,null,null,null,"Tabel: B.5.5.2 Tariffer, egenproducenter - egetforbrug (øre/kWh)",null,null,null,null,null,null,null,null,null,null,null,null,null,null,null,null,null,null,null,null,null,null,null,null,null,null,null,null,null,null,null,null,null,null,null,null,null,null,null,null,"Nye værdier",2,3,4,1,null,1,2,3,4,5,6,null,"Produktionsmålere",null,null,null,null,null,null,null,null,null,1,2,null,null,null,null,null,null,null,null,null,"C",{"$f":"'2.1 Valg - Forbrugstariffer'!AA20","v":1},null,{"$f":"IF(AND(CV6=0,NOT(ISBLANK(CX15))),1,0)","v":0},{"$f":"IF(AND(CX6=1,$CY$3=CX15),1,0)","v":0}]
[null,null,"Tabel: B.5.5.3 Tariffer, egenproducenter - bruttoforbrug (øre/kWh)",null,null,null,null,null,null,null,null,{"$f":"CONCATENATE(\"Målere, egenproduktion (kr./\",IF('Forside Print'!$E$12=1,\"år)\",\"md)\"))","v":"Målere, egenproduktion (kr./år)"},null,null,null,null,null,null,null,null,null,null,null,null,null,null,{"$f":"CONCATENATE(\"Produktionsmålere (kr./\",IF('Forside Print'!$E$12=1,\"år)\",\"md)\"))","v":"Produktionsmålere (kr./år)"},null,null,null,null,null,null,null,null,null,null,null,null,null,null,null,null,{"$f":"CONCATENATE(\"Produktionsinstallationer (kr./\",IF('Forside Print'!$E$12=1,\"år)\",\"md)\"))","v":"Produktionsinstallationer (kr./år)"},null,null,null,null,null,null,null,null,null,null,null,null,null,null,null,null,null,null,null,null,null,{"$f":"'4.5 Beregning - Tariffer'!$BQ$12","v":"Tabel: B.4.5.3 Tariffer, egenproducenter - bruttoforbrug"},null,null,null,null,{"$f":"OFFSET('4.3 Beregning - Abonnement'!$S$10,$CN8,BS$6+MATCH($CO8,'4.3 Beregning - Abonnement'!$S$10:$AU$10,0)-2)","v":"Afr. grp 1"},{"$f":"OFFSET('4.3 Beregning - Abonnement'!$S$10,$CN8,BT$6+MATCH($CO8,'4.3 Beregning - Abonnement'!$S$10:$AU$10,0)-2)","v":"Afr. grp 2"},{"$f":"OFFSET('4.3 Beregning - Abonnement'!$S$10,$CN8,BU$6+MATCH($CO8,'4.3 Beregning - Abonnement'!$S$10:$AU$10,0)-2)","v":"Afr. grp 4"},{"$f":"OFFSET('4.3 Beregning - Abonnement'!$S$10,$CN8,BV$6+MATCH($CO8,'4.3 Beregning - Abonnement'!$S$10:$AU$10,0)-2)","v":"Afr. grp 5 og 6"},{"$f":"OFFSET('4.3 Beregning - Abonnement'!$S$10,$CN8,BW$6+MATCH($CO8,'4.3 Beregning - Abonnement'!$S$10:$AU$10,0)-2)","v":"Skabelon"},null,{"$f":"'4.5 Beregning - Tariffer'!AU12","v":"Tabel: B.4.5.2 Tariffer, egenproducenter - egetforbrug"},null,{"$f":"OFFSET('4.3 Beregning - Abonnement'!$AW$10,$CN8,BS$6+MATCH($CO8,'4.3 Beregning - Abonnement'!$AW$10:$BY$10,0)-2)","v":"Afr. grp 1"},{"$f":"OFFSET('4.3 Beregning - Abonnement'!$AW$10,$CN8,BT$6+MATCH($CO8,'4.3 Beregning - Abonnement'!$AW$10:$BY$10,0)-2)","v":"Afr. grp 2"},{"$f":"OFFSET('4.3 Beregning - Abonnement'!$AW$10,$CN8,BU$6+MATCH($CO8,'4.3 Beregning - Abonnement'!$AW$10:$BY$10,0)-2)","v":"Afr. grp 4"},{"$f":"OFFSET('4.3 Beregning - Abonnement'!$CA$10,$CN8,BU$6+MATCH($CO8,'4.3 Beregning - Abonnement'!$CA$10:$DC$10,0)-2)","v":"Afr. grp 4"},{"$f":"OFFSET('4.3 Beregning - Abonnement'!$AW$10,$CN8,BV$6+MATCH($CO8,'4.3 Beregning - Abonnement'!$AW$10:$BY$10,0)-2)","v":"Afr. grp 5 og 6"},{"$f":"OFFSET('4.3 Beregning - Abonnement'!$CA$10,$CN8,BV$6+MATCH($CO8,'4.3 Beregning - Abonnement'!$CA$10:$DC$10,0)-2)","v":"Afr. grp 5 og 6"},{"$f":"OFFSET('4.3 Beregning - Abonnement'!$AW$10,$CN8,BW$6+MATCH($CO8,'4.3 Beregning - Abonnement'!$AW$10:$BY$10,0)-2)","v":"Skabelon"},{"$f":"OFFSET('4.3 Beregning - Abonnement'!$CA$10,$CN8,BW$6+MATCH($CO8,'4.3 Beregning - Abonnement'!$CA$10:$DC$10,0)-2)","v":"Skabelon"},null,null,null,null,null,null,null,null,null,null,null,null,null,null,null,null,{"$f":"SUM(CY4:CY6)","v":0}]
[{"$f":"CHOOSE(A6,CZ11,CZ12,CZ13,CZ14,CZ15,CZ16,CZ17,CZ18,CZ19,CZ20)","v":"A høj"},null,{"$f":"BP8","v":"Lav"},null,{"$f":"BO8","v":"Høj"},null,{"$f":"BN8","v":"Spids"},null,"Flad/gns.",null,null,"Afr. grp 1",null,"Afr. grp 2",null,"Afr. grp 4",null,"Afr. grp 5 og 6",null,"Skabelon",null,null,{"$f":"A8","v":"A høj"},"Rådighedsbetaling",null,null,"Afr. grp 1 - Time",null,"Afr. grp 2 - Time",null,"Afr. grp 4 - Time",null,"Afr. grp 4 - Skbl.",null,"Afr. grp 5 og 6 - Time",null,"Afr. grp 5 og 6 - Skbl.",null,"Skabelon - Time",null,"Skabelon- Skbl.",null,null,"Kraft-værker",null,"Vind-møller",null,null,null,null,null,null,null,null,null,null,null,null,null,null,null,null,null,null,{"$f":"A8","v":"A høj"},{"$f":"OFFSET('4.5 Beregning - Tariffer'!$BQ$15,$CN8,BN$6+MATCH($CO8,'4.5 Beregning - Tariffer'!$BQ$15:$CK$15,0)-2)","v":"Spids"},{"$f":"OFFSET('4.5 Beregning - Tariffer'!$BQ$15,$CN8,BO$6+MATCH($CO8,'4.5 Beregning - Tariffer'!$BQ$15:$CK$15,0)-2)","v":"Høj"},{"$f":"OFFSET('4.5 Beregning - Tariffer'!$BQ$15,$CN8,BP$6+MATCH($CO8,'4.5 Beregning - Tariffer'!$BQ$15:$CK$15,0)-2)","v":"Lav"},{"$f":"OFFSET('4.5 Beregning - Tariffer'!$BQ$15,$CN8,BQ$6+MATCH($CO8,'4.5 Beregning - Tariffer'!$BQ$15:$CK$15,0)-2)","v":"Flad/gns."},null,null,null,null,null,null,null,{"$f":"OFFSET('4.5 Beregning - Tariffer'!$AU$15,$CN8,1+MATCH($CO8,'4.5 Beregning - Tariffer'!$AU$15:$BO$15,0)-2)","v":"Flad/gns."},null,null,null,null,null,null,null,null,null,null,{"$f":"OFFSET('4.3 Beregning - Abonnement'!$DE$10,$CN8,CJ$6+MATCH($CO8,'4.3 Beregning - Abonnement'!$DE$10:$DN$10,0)-2)","v":"Kraft-værker"},{"$f":"OFFSET('4.3 Beregning - Abonnement'!$DE$10,$CN8,CK$6+MATCH($CO8,'4.3 Beregning - Abonnement'!$DE$10:$DN$10,0)-2)","v":"Vind-møller"},null,{"$f":"IF(CN8=1,CM7+1,CM7)","v":1},1,{"$f":"BM8","v":"A høj"}]
[null,null,"Ny","Gl.","Ny","Gl.","Ny","Gl.","Ny","Gl.",null,"Ny","Gl.","Ny","Gl.","Ny","Gl.","Ny","Gl.","Ny","Gl.",null,null,"Ny","Gl.",null,"Ny","Gl.","Ny","Gl.","Ny","Gl.","Ny","Gl.","Ny","Gl.","Ny","Gl.","Ny","Gl.","Ny","Gl.",null,"Ny","Gl.","Ny","Gl.",null,null,null,null,null,null,null,null,null,null,null,null,null,null,null,null,null,null,null,null,null,null,null,null,null,null,null,null,null,null,null,"Time","Time","Time","Kvt.","Time","Kvt.","Time","Kvt."]
["1. DRIFT",null,null,null,null,null,null,null,null,null,null,null,null,null,null,null,null,null,null,null,null,null,"1. DRIFT",null,null,null,null,null,null,null,null,null,null,null,null,null,null,null,null,null,null,null,null,null,null,null,null,null,null,null,null,null,null,null,null,null,null,null,null,null,null,null,null,null,{"$f":"CP10","v":"1. DRIFT"},{"$f":"OFFSET('4.5 Beregning - Tariffer'!$BQ$15,$CN10,BN$6+MATCH($CO10,'4.5 Beregning - Tariffer'!$BQ$15:$CK$15,0)-2)","v":0},{"$f":"OFFSET('4.5 Beregning - Tariffer'!$BQ$15,$CN10,BO$6+MATCH($CO10,'4.5 Beregning - Tariffer'!$BQ$15:$CK$15,0)-2)","v":0},{"$f":"OFFSET('4.5 Beregning - Tariffer'!$BQ$15,$CN10,BP$6+MATCH($CO10,'4.5 Beregning - Tariffer'!$BQ$15:$CK$15,0)-2)","v":0},{"$f":"OFFSET('4.5 Beregning - Tariffer'!$BQ$15,$CN10,BQ$6+MATCH($CO10,'4.5 Beregning - Tariffer'!$BQ$15:$CK$15,0)-2)","v":0},null,{"$f":"OFFSET('4.3 Beregning - Abonnement'!$S$10,$CN11,BS$6+MATCH($CO11,'4.3 Beregning - Abonnement'!$S$10:$AU$10,0)-2)","v":0},{"$f":"OFFSET('4.3 Beregning - Abonnement'!$S$10,$CN11,BT$6+MATCH($CO11,'4.3 Beregning - Abonnement'!$S$10:$AU$10,0)-2)","v":0},{"$f":"OFFSET('4.3 Beregning - Abonnement'!$S$10,$CN11,BU$6+MATCH($CO11,'4.3 Beregning - Abonnement'!$S$10:$AU$10,0)-2)","v":0},{"$f":"OFFSET('4.3 Beregning - Abonnement'!$S$10,$CN11,BV$6+MATCH($CO11,'4.3 Beregning - Abonnement'!$S$10:$AU$10,0)-2)","v":0},{"$f":"OFFSET('4.3 Beregning - Abonnement'!$S$10,$CN11,BW$6+MATCH($CO11,'4.3 Beregning - Abonnement'!$S$10:$AU$10,0)-2)","v":0},null,{"$f":"OFFSET('4.5 Beregning - Tariffer'!$AU$15,$CN10,COUNTA('4.5 Beregning - Tariffer'!$AU$16:AU$16)+MATCH($CO10,'4.5 Beregning - Tariffer'!$AU$15:$BO$15,0)-2)","v":0},null,{"$f":"OFFSET('4.3 Beregning - Abonnement'!$AW$10,$CN11,BS$6+MATCH($CO11,'4.3 Beregning - Abonnement'!$AW$10:$BY$10,0)-2)","v":0},{"$f":"OFFSET('4.3 Beregning - Abonnement'!$AW$10,$CN11,BT$6+MATCH($CO11,'4.3 Beregning - Abonnement'!$AW$10:$BY$10,0)-2)","v":0},{"$f":"OFFSET('4.3 Beregning - Abonnement'!$AW$10,$CN11,BU$6+MATCH($CO11,'4.3 Beregning - Abonnement'!$AW$10:$BY$10,0)-2)","v":0},{"$f":"OFFSET('4.3 Beregning - Abonnement'!$CA$10,$CN11,BU$6+MATCH($CO11,'4.3 Beregning - Abonnement'!$CA$10:$DC$10,0)-2)","v":0},{"$f":"OFFSET('4.3 Beregning - Abonnement'!$AW$10,$CN11,BV$6+MATCH($CO11,'4.3 Beregning - Abonnement'!$AW$10:$BY$10,0)-2)","v":0},{"$f":"OFFSET('4.3 Beregning - Abonnement'!$CA$10,$CN11,BV$6+MATCH($CO11,'4.3 Beregning - Abonnement'!$CA$10:$DC$10,0)-2)","v":0},{"$f":"OFFSET('4.3 Beregning - Abonnement'!$AW$10,$CN11,BW$6+MATCH($CO11,'4.3 Beregning - Abonnement'!$AW$10:$BY$10,0)-2)","v":0},{"$f":"OFFSET('4.3 Beregning - Abonnement'!$CA$10,$CN11,BW$6+MATCH($CO11,'4.3 Beregning - Abonnement'!$CA$10:$DC$10,0)-2)","v":0},null,{"$f":"OFFSET('4.3 Beregning - Abonnement'!$DE$10,$CN11,CJ$6+MATCH($CO11,'4.3 Beregning - Abonnement'!$DE$10:$DN$10,0)-2)","v":0},{"$f":"OFFSET('4.3 Beregning - Abonnement'!$DE$10,$CN11,CK$6+MATCH($CO11,'4.3 Beregning - Abonnement'!$DE$10:$DN$10,0)-2)","v":0},null,{"$f":"IF(CN10=1,CM8+1,CM8)","v":1},2,{"$f":"CO8","v":"A høj"},{"$f":"'4.5 Beregning - Tariffer'!B17","v":"1. DRIFT"},{"$f":"'gl værdier abonn'!B17","v":"2. MÅLERE"}]
["1.1 Drift og vedligehold af transformerstationer",null,{"$f":"IFERROR(IF($CY$7=1,\"\",BP11),\"\")","v":0},{"$f":"IFERROR(IF($CY$7=1,\"\",BP47),\"\")","v":0},{"$f":"IFERROR(IF($CY$7=1,\"\",BO11),\"\")","v":0},{"$f":"IFERROR(IF($CY$7=1,\"\",BO47),\"\")","v":0},{"$f":"IFERROR(IF($CY$7=1,\"\",BN11),\"\")","v":0},{"$f":"IFERROR(IF($CY$7=1,\"\",BN47),\"\")","v":0},{"$f":"IFERROR(BQ11,\"\")","v":0},{"$f":"IFERROR(BQ47,\"\")","v":0},null,{"$f":"IFERROR(IF('Forside Print'!$E$12=1,BS11,BS11/12),\"\")","v":0},{"$f":"IFERROR(IF('Forside Print'!$E$12=1,BS47,BS47/12),\"\")","v":0},{"$f":"IFERROR(IF('Forside Print'!$E$12=1,BT11,BT11/12),\"\")","v":0},{"$f":"IFERROR(IF('Forside Print'!$E$12=1,BT47,BT47/12),\"\")","v":0},{"$f":"IFERROR(IF('Forside Print'!$E$12=1,BU11,BU11/12),\"\")","v":0},{"$f":"IFERROR(IF('Forside Print'!$E$12=1,BU47,BU47/12),\"\")","v":0},{"$f":"IFERROR(IF('Forside Print'!$E$12=1,BV11,BV11/12),\"\")","v":0},{"$f":"IFERROR(IF('Forside Print'!$E$12=1,BV47,BV47/12),\"\")","v":0},{"$f":"IFERROR(IF('Forside Print'!$E$12=1,BW11,BW11/12),\"\")","v":0},{"$f":"IFERROR(IF('Forside Print'!$E$12=1,BW47,BW47/12),\"\")","v":0},null,"1.1 Drift og vedligehold af transformerstationer",{"$f":"IFERROR(BY11,\"\")","v":0},{"$f":"IFERROR(BY47,\"\")","v":0},null,{"$f":"IFERROR(IF('Forside Print'!$E$12=1,CA11,CA11/12),\"\")","v":0},{"$f":"IFERROR(IF('Forside Print'!$E$12=1,CA47,CA47/12),\"\")","v":0},{"$f":"IFERROR(IF('Forside Print'!$E$12=1,CB11,CB11/12),\"\")","v":0},{"$f":"IFERROR(IF('Forside Print'!$E$12=1,CB47,CB47/12),\"\")","v":0},{"$f":"IFERROR(IF('Forside Print'!$E$12=1,CC11,CC11/12),\"\")","v":0},{"$f":"IFERROR(IF('Forside Print'!$E$12=1,CC47,CC47/12),\"\")","v":0},{"$f":"IFERROR(IF('Forside Print'!$E$12=1,CD11,CD11/12),\"\")","v":0},{"$f":"IFERROR(IF('Forside Print'!$E$12=1,CD47,CD47/12),\"\")","v":0},{"$f":"IFERROR(IF('Forside Print'!$E$12=1,CE11,CE11/12),\"\")","v":0},{"$f":"IFERROR(IF('Forside Print'!$E$12=1,CE47,CE47/12),\"\")","v":0},{"$f":"IFERROR(IF('Forside Print'!$E$12=1,CF11,CF11/12),\"\")","v":0},{"$f":"IFERROR(IF('Forside Print'!$E$12=1,CF47,CF47/12),\"\")","v":0},{"$f":"IFERROR(IF('Forside Print'!$E$12=1,CG11,CG11/12),\"\")","v":0},{"$f":"IFERROR(IF('Forside Print'!$E$12=1,CG47,CG47/12),\"\")","v":0},{"$f":"IFERROR(IF('Forside Print'!$E$12=1,CH11,CH11/12),\"\")","v":0},{"$f":"IFERROR(IF('Forside Print'!$E$12=1,CH47,CH47/12),\"\")","v":0},null,{"$f":"IFERROR(IF('Forside Print'!$E$12=1,CJ11,CJ11/12),\"\")","v":0},{"$f":"IFERROR(IF('Forside Print'!$E$12=1,CJ47,CJ47/12),\"\")","v":0},{"$f":"IFERROR(IF('Forside Print'!$E$12=1,CK11,CK11/12),\"\")","v":0},{"$f":"IFERROR(IF('Forside Print'!$E$12=1,CK47,CK47/12),\"\")","v":0},null,null,null,null,null,null,null,null,null,null,null,null,null,null,null,null,null,{"$f":"CP11","v":"1.1 Drift og vedligehold af transformerstationer"},{"$f":"OFFSET('4.5 Beregning - Tariffer'!$BQ$15,$CN11,BN$6+MATCH($CO11,'4.5 Beregning - Tariffer'!$BQ$15:$CK$15,0)-2)","v":0},{"$f":"OFFSET('4.5 Beregning - Tariffer'!$BQ$15,$CN11,BO$6+MATCH($CO11,'4.5 Beregning - Tariffer'!$BQ$15:$CK$15,0)-2)","v":0},{"$f":"OFFSET('4.5 Beregning - Tariffer'!$BQ$15,$CN11,BP$6+MATCH($CO11,'4.5 Beregning - Tariffer'!$BQ$15:$CK$15,0)-2)","v":0},{"$f":"OFFSET('4.5 Beregning - Tariffer'!$BQ$15,$CN11,BQ$6+MATCH($CO11,'4.5 Beregning - Tariffer'!$BQ$15:$CK$15,0)-2)","v":0},null,{"$f":"OFFSET('4.3 Beregning - Abonnement'!$S$10,$CN12,BS$6+MATCH($CO12,'4.3 Beregning - Abonnement'!$S$10:$AU$10,0)-2)","v":0},{"$f":"OFFSET('4.3 Beregning - Abonnement'!$S$10,$CN12,BT$6+MATCH($CO12,'4.3 Beregning - Abonnement'!$S$10:$AU$10,0)-2)","v":0},{"$f":"OFFSET('4.3 Beregning - Abonnement'!$S$10,$CN12,BU$6+MATCH($CO12,'4.3 Beregning - Abonnement'!$S$10:$AU$10,0)-2)","v":0},{"$f":"OFFSET('4.3 Beregning - Abonnement'!$S$10,$CN12,BV$6+MATCH($CO12,'4.3 Beregning - Abonnement'!$S$10:$AU$10,0)-2)","v":0},{"$f":"OFFSET('4.3 Beregning - Abonnement'!$S$10,$CN12,BW$6+MATCH($CO12,'4.3 Beregning - Abonnement'!$S$10:$AU$10,0)-2)","v":0},null,{"$f":"OFFSET('4.5 Beregning - Tariffer'!$AU$15,$CN11,COUNTA('4.5 Beregning - Tariffer'!$AU$16:AU$16)+MATCH($CO11,'4.5 Beregning - Tariffer'!$AU$15:$BO$15,0)-2)","v":0},null,{"$f":"OFFSET('4.3 Beregning - Abonnement'!$AW$10,$CN12,BS$6+MATCH($CO12,'4.3 Beregning - Abonnement'!$AW$10:$BY$10,0)-2)","v":0},{"$f":"OFFSET('4.3 Beregning - Abonnement'!$AW$10,$CN12,BT$6+MATCH($CO12,'4.3 Beregning - Abonnement'!$AW$10:$BY$10,0)-2)","v":0},{"$f":"OFFSET('4.3 Beregning - Abonnement'!$AW$10,$CN12,BU$6+MATCH($CO12,'4.3 Beregning - Abonnement'!$AW$10:$BY$10,0)-2)","v":0},{"$f":"OFFSET('4.3 Beregning - Abonnement'!$CA$10,$CN12,BU$6+MATCH($CO12,'4.3 Beregning - Abonnement'!$CA$10:$DC$10,0)-2)","v":0},{"$f":"OFFSET('4.3 Beregning - Abonnement'!$AW$10,$CN12,BV$6+MATCH($CO12,'4.3 Beregning - Abonnement'!$AW$10:$BY$10,0)-2)","v":0},{"$f":"OFFSET('4.3 Beregning - Abonnement'!$CA$10,$CN12,BV$6+MATCH($CO12,'4.3 Beregning - Abonnement'!$CA$10:$DC$10,0)-2)","v":0},{"$f":"OFFSET('4.3 Beregning - Abonnement'!$AW$10,$CN12,BW$6+MATCH($CO12,'4.3 Beregning - Abonnement'!$AW$10:$BY$10,0)-2)","v":0},{"$f":"OFFSET('4.3 Beregning - Abonnement'!$CA$10,$CN12,BW$6+MATCH($CO12,'4.3 Beregning - Abonnement'!$CA$10:$DC$10,0)-2)","v":0},null,{"$f":"OFFSET('4.3 Beregning - Abonnement'!$DE$10,$CN12,CJ$6+MATCH($CO12,'4.3 Beregning - Abonnement'!$DE$10:$DN$10,0)-2)","v":0},{"$f":"OFFSET('4.3 Beregning - Abonnement'!$DE$10,$CN12,CK$6+MATCH($CO12,'4.3 Beregning - Abonnement'!$DE$10:$DN$10,0)-2)","v":0},null,1,3,{"$f":"CO10","v":"A høj"},{"$f":"'4.5 Beregning - Tariffer'!B18","v":"1.1 Drift og vedligehold af transformerstationer"},{"$f":"'gl værdier abonn'!B18","v":"2.1 Drift og vedligeholdelse af målere"},null,null,null,1,{"$f":"IF(CX11<>\"\",CU11,99)","v":99},{"$f":"RANK(CV11,$CV$11:$CV$20,1)","v":6},null,1,{"$f":"IFERROR(VLOOKUP(CY11,$CW$11:$CX$20,2,FALSE),\"\")","v":"A høj"}]
["1.2 Drift og vedligehold af ledningsnettet ",null,"",0,"",0,"",0,{"$f":"IFERROR(BQ12,\"\")","v":""},{"$f":"IFERROR(BQ48,\"\")","v":0},null,{"$f":"IFERROR(IF('Forside Print'!$E$12=1,BS12,BS12/12),\"\")","v":0},{"$f":"IFERROR(IF('Forside Print'!$E$12=1,BS48,BS48/12),\"\")","v":0},{"$f":"IFERROR(IF('Forside Print'!$E$12=1,BT12,BT12/12),\"\")","v":0},{"$f":"IFERROR(IF('Forside Print'!$E$12=1,BT48,BT48/12),\"\")","v":0},{"$f":"IFERROR(IF('Forside Print'!$E$12=1,BU12,BU12/12),\"\")","v":0},{"$f":"IFERROR(IF('Forside Print'!$E$12=1,BU48,BU48/12),\"\")","v":0},{"$f":"IFERROR(IF('Forside Print'!$E$12=1,BV12,BV12/12),\"\")","v":0},{"$f":"IFERROR(IF('Forside Print'!$E$12=1,BV48,BV48/12),\"\")","v":0},{"$f":"IFERROR(IF('Forside Print'!$E$12=1,BW12,BW12/12),\"\")","v":0},{"$f":"IFERROR(IF('Forside Print'!$E$12=1,BW48,BW48/12),\"\")","v":0},null,"1.2 Drift og vedligehold af ledningsnettet ","",0,null,{"$f":"IFERROR(IF('Forside Print'!$E$12=1,CA12,CA12/12),\"\")","v":0},{"$f":"IFERROR(IF('Forside Print'!$E$12=1,CA48,CA48/12),\"\")","v":0},{"$f":"IFERROR(IF('Forside Print'!$E$12=1,CB12,CB12/12),\"\")","v":0},{"$f":"IFERROR(IF('Forside Print'!$E$12=1,CB48,CB48/12),\"\")","v":0},{"$f":"IFERROR(IF('Forside Print'!$E$12=1,CC12,CC12/12),\"\")","v":0},{"$f":"IFERROR(IF('Forside Print'!$E$12=1,CC48,CC48/12),\"\")","v":0},{"$f":"IFERROR(IF('Forside Print'!$E$12=1,CD12,CD12/12),\"\")","v":0},{"$f":"IFERROR(IF('Forside Print'!$E$12=1,CD48,CD48/12),\"\")","v":0},{"$f":"IFERROR(IF('Forside Print'!$E$12=1,CE12,CE12/12),\"\")","v":0},{"$f":"IFERROR(IF('Forside Print'!$E$12=1,CE48,CE48/12),\"\")","v":0},{"$f":"IFERROR(IF('Forside Print'!$E$12=1,CF12,CF12/12),\"\")","v":0},{"$f":"IFERROR(IF('Forside Print'!$E$12=1,CF48,CF48/12),\"\")","v":0},{"$f":"IFERROR(IF('Forside Print'!$E$12=1,CG12,CG12/12),\"\")","v":0},{"$f":"IFERROR(IF('Forside Print'!$E$12=1,CG48,CG48/12),\"\")","v":0},{"$f":"IFERROR(IF('Forside Print'!$E$12=1,CH12,CH12/12),\"\")","v":0},{"$f":"IFERROR(IF('Forside Print'!$E$12=1,CH48,CH48/12),\"\")","v":0},null,{"$f":"IFERROR(IF('Forside Print'!$E$12=1,CJ12,CJ12/12),\"\")","v":0},{"$f":"IFERROR(IF('Forside Print'!$E$12=1,CJ48,CJ48/12),\"\")","v":0},{"$f":"IFERROR(IF('Forside Print'!$E$12=1,CK12,CK12/12),\"\")","v":0},{"$f":"IFERROR(IF('Forside Print'!$E$12=1,CK48,CK48/12),\"\")","v":0},null,null,null,null,null,null,null,null,null,null,null,null,null,null,null,null,null,"1.2 Drift og vedligehold af ledningsnettet ",{"$f":"OFFSET('4.5 Beregning - Tariffer'!$BQ$15,$CN12,BN$6+MATCH($CO12,'4.5 Beregning - Tariffer'!$BQ$15:$CK$15,0)-2)","v":{"$error":"#DIV/0!"}},{"$f":"OFFSET('4.5 Beregning - Tariffer'!$BQ$15,$CN12,BO$6+MATCH($CO12,'4.5 Beregning - Tariffer'!$BQ$15:$CK$15,0)-2)","v":{"$error":"#DIV/0!"}},{"$f":"OFFSET('4.5 Beregning - Tariffer'!$BQ$15,$CN12,BP$6+MATCH($CO12,'4.5 Beregning - Tariffer'!$BQ$15:$CK$15,0)-2)","v":{"$error":"#DIV/0!"}},{"$f":"OFFSET('4.5 Beregning - Tariffer'!$BQ$15,$CN12,BQ$6+MATCH($CO12,'4.5 Beregning - Tariffer'!$BQ$15:$CK$15,0)-2)","v":{"$error":"#DIV/0!"}},null,{"$f":"OFFSET('4.3 Beregning - Abonnement'!$S$10,$CN13,BS$6+MATCH($CO13,'4.3 Beregning - Abonnement'!$S$10:$AU$10,0)-2)","v":0},{"$f":"OFFSET('4.3 Beregning - Abonnement'!$S$10,$CN13,BT$6+MATCH($CO13,'4.3 Beregning - Abonnement'!$S$10:$AU$10,0)-2)","v":0},{"$f":"OFFSET('4.3 Beregning - Abonnement'!$S$10,$CN13,BU$6+MATCH($CO13,'4.3 Beregning - Abonnement'!$S$10:$AU$10,0)-2)","v":0},{"$f":"OFFSET('4.3 Beregning - Abonnement'!$S$10,$CN13,BV$6+MATCH($CO13,'4.3 Beregning - Abonnement'!$S$10:$AU$10,0)-2)","v":0},{"$f":"OFFSET('4.3 Beregning - Abonnement'!$S$10,$CN13,BW$6+MATCH($CO13,'4.3 Beregning - Abonnement'!$S$10:$AU$10,0)-2)","v":0},null,{"$f":"OFFSET('4.5 Beregning - Tariffer'!$AU$15,$CN12,COUNTA('4.5 Beregning - Tariffer'!$AU$16:AU$16)+MATCH($CO12,'4.5 Beregning - Tariffer'!$AU$15:$BO$15,0)-2)","v":{"$error":"#DIV/0!"}},null,{"$f":"OFFSET('4.3 Beregning - Abonnement'!$AW$10,$CN13,BS$6+MATCH($CO13,'4.3 Beregning - Abonnement'!$AW$10:$BY$10,0)-2)","v":0},{"$f":"OFFSET('4.3 Beregning - Abonnement'!$AW$10,$CN13,BT$6+MATCH($CO13,'4.3 Beregning - Abonnement'!$AW$10:$BY$10,0)-2)","v":0},{"$f":"OFFSET('4.3 Beregning - Abonnement'!$AW$10,$CN13,BU$6+MATCH($CO13,'4.3 Beregning - Abonnement'!$AW$10:$BY$10,0)-2)","v":0},{"$f":"OFFSET('4.3 Beregning - Abonnement'!$CA$10,$CN13,BU$6+MATCH($CO13,'4.3 Beregning - Abonnement'!$CA$10:$DC$10,0)-2)","v":0},{"$f":"OFFSET('4.3 Beregning - Abonnement'!$AW$10,$CN13,BV$6+MATCH($CO13,'4.3 Beregning - Abonnement'!$AW$10:$BY$10,0)-2)","v":0},{"$f":"OFFSET('4.3 Beregning - Abonnement'!$CA$10,$CN13,BV$6+MATCH($CO13,'4.3 Beregning - Abonnement'!$CA$10:$DC$10,0)-2)","v":0},{"$f":"OFFSET('4.3 Beregning - Abonnement'!$AW$10,$CN13,BW$6+MATCH($CO13,'4.3 Beregning - Abonnement'!$AW$10:$BY$10,0)-2)","v":0},{"$f":"OFFSET('4.3 Beregning - Abonnement'!$CA$10,$CN13,BW$6+MATCH($CO13,'4.3 Beregning - Abonnement'!$CA$10:$DC$10,0)-2)","v":0},null,{"$f":"OFFSET('4.3 Beregning - Abonnement'!$DE$10,$CN13,CJ$6+MATCH($CO13,'4.3 Beregning - Abonnement'!$DE$10:$DN$10,0)-2)","v":0},{"$f":"OFFSET('4.3 Beregning - Abonnement'!$DE$10,$CN13,CK$6+MATCH($CO13,'4.3 Beregning - Abonnement'!$DE$10:$DN$10,0)-2)","v":0},null,1,4,"A høj",{"$f":"'4.5 Beregning - Tariffer'!B19","v":"1.2 Drift og vedligehold af ledningsnettet "},{"$f":"'gl værdier abonn'!B19","v":"2.2 Indhentning og validering af måledata"},null,null,null,2,2,1,{"$f":"'4.5 Beregning - Tariffer'!$H$15","v":"A høj"},2,{"$f":"IFERROR(VLOOKUP(CY12,$CW$11:$CX$20,2,FALSE),\"\")","v":"A lav"}]
["1.3 Øvrige drifts- og vedligeholdelsesomkostninger",null,"",0,"",0,"",0,"",0,null,{"$f":"IFERROR(IF('Forside Print'!$E$12=1,BS13,BS13/12),\"\")","v":0},{"$f":"IFERROR(IF('Forside Print'!$E$12=1,BS49,BS49/12),\"\")","v":0},{"$f":"IFERROR(IF('Forside Print'!$E$12=1,BT13,BT13/12),\"\")","v":0},{"$f":"IFERROR(IF('Forside Print'!$E$12=1,BT49,BT49/12),\"\")","v":0},{"$f":"IFERROR(IF('Forside Print'!$E$12=1,BU13,BU13/12),\"\")","v":0},{"$f":"IFERROR(IF('Forside Print'!$E$12=1,BU49,BU49/12),\"\")","v":0},{"$f":"IFERROR(IF('Forside Print'!$E$12=1,BV13,BV13/12),\"\")","v":0},{"$f":"IFERROR(IF('Forside Print'!$E$12=1,BV49,BV49/12),\"\")","v":0},{"$f":"IFERROR(IF('Forside Print'!$E$12=1,BW13,BW13/12),\"\")","v":0},{"$f":"IFERROR(IF('Forside Print'!$E$12=1,BW49,BW49/12),\"\")","v":0},null,"1.3 Øvrige drifts- og vedligeholdelsesomkostninger","",0,null,{"$f":"IFERROR(IF('Forside Print'!$E$12=1,CA13,CA13/12),\"\")","v":0},{"$f":"IFERROR(IF('Forside Print'!$E$12=1,CA49,CA49/12),\"\")","v":0},{"$f":"IFERROR(IF('Forside Print'!$E$12=1,CB13,CB13/12),\"\")","v":0},{"$f":"IFERROR(IF('Forside Print'!$E$12=1,CB49,CB49/12),\"\")","v":0},{"$f":"IFERROR(IF('Forside Print'!$E$12=1,CC13,CC13/12),\"\")","v":0},{"$f":"IFERROR(IF('Forside Print'!$E$12=1,CC49,CC49/12),\"\")","v":0},{"$f":"IFERROR(IF('Forside Print'!$E$12=1,CD13,CD13/12),\"\")","v":0},{"$f":"IFERROR(IF('Forside Print'!$E$12=1,CD49,CD49/12),\"\")","v":0},{"$f":"IFERROR(IF('Forside Print'!$E$12=1,CE13,CE13/12),\"\")","v":0},{"$f":"IFERROR(IF('Forside Print'!$E$12=1,CE49,CE49/12),\"\")","v":0},{"$f":"IFERROR(IF('Forside Print'!$E$12=1,CF13,CF13/12),\"\")","v":0},{"$f":"IFERROR(IF('Forside Print'!$E$12=1,CF49,CF49/12),\"\")","v":0},{"$f":"IFERROR(IF('Forside Print'!$E$12=1,CG13,CG13/12),\"\")","v":0},{"$f":"IFERROR(IF('Forside Print'!$E$12=1,CG49,CG49/12),\"\")","v":0},{"$f":"IFERROR(IF('Forside Print'!$E$12=1,CH13,CH13/12),\"\")","v":0},{"$f":"IFERROR(IF('Forside Print'!$E$12=1,CH49,CH49/12),\"\")","v":0},null,{"$f":"IFERROR(IF('Forside Print'!$E$12=1,CJ13,CJ13/12),\"\")","v":0},{"$f":"IFERROR(IF('Forside Print'!$E$12=1,CJ49,CJ49/12),\"\")","v":0},{"$f":"IFERROR(IF('Forside Print'!$E$12=1,CK13,CK13/12),\"\")","v":0},{"$f":"IFERROR(IF('Forside Print'!$E$12=1,CK49,CK49/12),\"\")","v":0},null,null,null,null,null,null,null,null,null,null,null,null,null,null,null,null,null,"1.3 Øvrige drifts- og vedligeholdelsesomkostninger",{"$f":"OFFSET('4.5 Beregning - Tariffer'!$BQ$15,$CN13,BN$6+MATCH($CO13,'4.5 Beregning - Tariffer'!$BQ$15:$CK$15,0)-2)","v":{"$error":"#DIV/0!"}},{"$f":"OFFSET('4.5 Beregning - Tariffer'!$BQ$15,$CN13,BO$6+MATCH($CO13,'4.5 Beregning - Tariffer'!$BQ$15:$CK$15,0)-2)","v":{"$error":"#DIV/0!"}},{"$f":"OFFSET('4.5 Beregning - Tariffer'!$BQ$15,$CN13,BP$6+MATCH($CO13,'4.5 Beregning - Tariffer'!$BQ$15:$CK$15,0)-2)","v":{"$error":"#DIV/0!"}},{"$f":"OFFSET('4.5 Beregning - Tariffer'!$BQ$15,$CN13,BQ$6+MATCH($CO13,'4.5 Beregning - Tariffer'!$BQ$15:$CK$15,0)-2)","v":{"$error":"#DIV/0!"}},null,{"$f":"OFFSET('4.3 Beregning - Abonnement'!$S$10,$CN14,BS$6+MATCH($CO14,'4.3 Beregning - Abonnement'!$S$10:$AU$10,0)-2)","v":0},{"$f":"OFFSET('4.3 Beregning - Abonnement'!$S$10,$CN14,BT$6+MATCH($CO14,'4.3 Beregning - Abonnement'!$S$10:$AU$10,0)-2)","v":0},{"$f":"OFFSET('4.3 Beregning - Abonnement'!$S$10,$CN14,BU$6+MATCH($CO14,'4.3 Beregning - Abonnement'!$S$10:$AU$10,0)-2)","v":0},{"$f":"OFFSET('4.3 Beregning - Abonnement'!$S$10,$CN14,BV$6+MATCH($CO14,'4.3 Beregning - Abonnement'!$S$10:$AU$10,0)-2)","v":0},{"$f":"OFFSET('4.3 Beregning - Abonnement'!$S$10,$CN14,BW$6+MATCH($CO14,'4.3 Beregning - Abonnement'!$S$10:$AU$10,0)-2)","v":0},null,{"$f":"OFFSET('4.5 Beregning - Tariffer'!$AU$15,$CN13,COUNTA('4.5 Beregning - Tariffer'!$AU$16:AU$16)+MATCH($CO13,'4.5 Beregning - Tariffer'!$AU$15:$BO$15,0)-2)","v":{"$error":"#DIV/0!"}},null,{"$f":"OFFSET('4.3 Beregning - Abonnement'!$AW$10,$CN14,BS$6+MATCH($CO14,'4.3 Beregning - Abonnement'!$AW$10:$BY$10,0)-2)","v":0},{"$f":"OFFSET('4.3 Beregning - Abonnement'!$AW$10,$CN14,BT$6+MATCH($CO14,'4.3 Beregning - Abonnement'!$AW$10:$BY$10,0)-2)","v":0},{"$f":"OFFSET('4.3 Beregning - Abonnement'!$AW$10,$CN14,BU$6+MATCH($CO14,'4.3 Beregning - Abonnement'!$AW$10:$BY$10,0)-2)","v":0},{"$f":"OFFSET('4.3 Beregning - Abonnement'!$CA$10,$CN14,BU$6+MATCH($CO14,'4.3 Beregning - Abonnement'!$CA$10:$DC$10,0)-2)","v":0},{"$f":"OFFSET('4.3 Beregning - Abonnement'!$AW$10,$CN14,BV$6+MATCH($CO14,'4.3 Beregning - Abonnement'!$AW$10:$BY$10,0)-2)","v":0},{"$f":"OFFSET('4.3 Beregning - Abonnement'!$CA$10,$CN14,BV$6+MATCH($CO14,'4.3 Beregning - Abonnement'!$CA$10:$DC$10,0)-2)","v":0},{"$f":"OFFSET('4.3 Beregning - Abonnement'!$AW$10,$CN14,BW$6+MATCH($CO14,'4.3 Beregning - Abonnement'!$AW$10:$BY$10,0)-2)","v":0},{"$f":"OFFSET('4.3 Beregning - Abonnement'!$CA$10,$CN14,BW$6+MATCH($CO14,'4.3 Beregning - Abonnement'!$CA$10:$DC$10,0)-2)","v":0},null,{"$f":"OFFSET('4.3 Beregning - Abonnement'!$DE$10,$CN14,CJ$6+MATCH($CO14,'4.3 Beregning - Abonnement'!$DE$10:$DN$10,0)-2)","v":0},{"$f":"OFFSET('4.3 Beregning - Abonnement'!$DE$10,$CN14,CK$6+MATCH($CO14,'4.3 Beregning - Abonnement'!$DE$10:$DN$10,0)-2)","v":0},null,1,5,"A høj",{"$f":"'4.5 Beregning - Tariffer'!B20","v":"1.3 Øvrige drifts- og vedligeholdelsesomkostninger"},{"$f":"'gl værdier abonn'!B20","v":"3. OMKOSTNINGER TIL KUNDECENTER"},null,null,null,3,99,6,null,3,"B høj"]
["2. MÅLERE",null,0,0,0,0,0,0,0,0,null,{"$f":"IFERROR(IF('Forside Print'!$E$12=1,BS14,BS14/12),\"\")","v":0},{"$f":"IFERROR(IF('Forside Print'!$E$12=1,BS50,BS50/12),\"\")","v":0},{"$f":"IFERROR(IF('Forside Print'!$E$12=1,BT14,BT14/12),\"\")","v":0},{"$f":"IFERROR(IF('Forside Print'!$E$12=1,BT50,BT50/12),\"\")","v":0},{"$f":"IFERROR(IF('Forside Print'!$E$12=1,BU14,BU14/12),\"\")","v":0},{"$f":"IFERROR(IF('Forside Print'!$E$12=1,BU50,BU50/12),\"\")","v":0},{"$f":"IFERROR(IF('Forside Print'!$E$12=1,BV14,BV14/12),\"\")","v":0},{"$f":"IFERROR(IF('Forside Print'!$E$12=1,BV50,BV50/12),\"\")","v":0},{"$f":"IFERROR(IF('Forside Print'!$E$12=1,BW14,BW14/12),\"\")","v":0},{"$f":"IFERROR(IF('Forside Print'!$E$12=1,BW50,BW50/12),\"\")","v":0},null,"2. MÅLERE",0,0,null,{"$f":"IFERROR(IF('Forside Print'!$E$12=1,CA14,CA14/12),\"\")","v":0},{"$f":"IFERROR(IF('Forside Print'!$E$12=1,CA50,CA50/12),\"\")","v":0},{"$f":"IFERROR(IF('Forside Print'!$E$12=1,CB14,CB14/12),\"\")","v":0},{"$f":"IFERROR(IF('Forside Print'!$E$12=1,CB50,CB50/12),\"\")","v":0},{"$f":"IFERROR(IF('Forside Print'!$E$12=1,CC14,CC14/12),\"\")","v":0},{"$f":"IFERROR(IF('Forside Print'!$E$12=1,CC50,CC50/12),\"\")","v":0},{"$f":"IFERROR(IF('Forside Print'!$E$12=1,CD14,CD14/12),\"\")","v":0},{"$f":"IFERROR(IF('Forside Print'!$E$12=1,CD50,CD50/12),\"\")","v":0},{"$f":"IFERROR(IF('Forside Print'!$E$12=1,CE14,CE14/12),\"\")","v":0},{"$f":"IFERROR(IF('Forside Print'!$E$12=1,CE50,CE50/12),\"\")","v":0},{"$f":"IFERROR(IF('Forside Print'!$E$12=1,CF14,CF14/12),\"\")","v":0},{"$f":"IFERROR(IF('Forside Print'!$E$12=1,CF50,CF50/12),\"\")","v":0},{"$f":"IFERROR(IF('Forside Print'!$E$12=1,CG14,CG14/12),\"\")","v":0},{"$f":"IFERROR(IF('Forside Print'!$E$12=1,CG50,CG50/12),\"\")","v":0},{"$f":"IFERROR(IF('Forside Print'!$E$12=1,CH14,CH14/12),\"\")","v":0},{"$f":"IFERROR(IF('Forside Print'!$E$12=1,CH50,CH50/12),\"\")","v":0},null,{"$f":"IFERROR(IF('Forside Print'!$E$12=1,CJ14,CJ14/12),\"\")","v":0},{"$f":"IFERROR(IF('Forside Print'!$E$12=1,CJ50,CJ50/12),\"\")","v":0},{"$f":"IFERROR(IF('Forside Print'!$E$12=1,CK14,CK14/12),\"\")","v":0},{"$f":"IFERROR(IF('Forside Print'!$E$12=1,CK50,CK50/12),\"\")","v":0},null,null,null,null,null,null,null,null,null,null,null,null,null,null,null,null,null,"2. MÅLERE",{"$f":"OFFSET('4.5 Beregning - Tariffer'!$BQ$15,$CN14,BN$6+MATCH($CO14,'4.5 Beregning - Tariffer'!$BQ$15:$CK$15,0)-2)","v":0},{"$f":"OFFSET('4.5 Beregning - Tariffer'!$BQ$15,$CN14,BO$6+MATCH($CO14,'4.5 Beregning - Tariffer'!$BQ$15:$CK$15,0)-2)","v":0},{"$f":"OFFSET('4.5 Beregning - Tariffer'!$BQ$15,$CN14,BP$6+MATCH($CO14,'4.5 Beregning - Tariffer'!$BQ$15:$CK$15,0)-2)","v":0},{"$f":"OFFSET('4.5 Beregning - Tariffer'!$BQ$15,$CN14,BQ$6+MATCH($CO14,'4.5 Beregning - Tariffer'!$BQ$15:$CK$15,0)-2)","v":0},null,{"$f":"OFFSET('4.3 Beregning - Abonnement'!$S$10,$CN15,BS$6+MATCH($CO15,'4.3 Beregning - Abonnement'!$S$10:$AU$10,0)-2)","v":0},{"$f":"OFFSET('4.3 Beregning - Abonnement'!$S$10,$CN15,BT$6+MATCH($CO15,'4.3 Beregning - Abonnement'!$S$10:$AU$10,0)-2)","v":0},{"$f":"OFFSET('4.3 Beregning - Abonnement'!$S$10,$CN15,BU$6+MATCH($CO15,'4.3 Beregning - Abonnement'!$S$10:$AU$10,0)-2)","v":0},{"$f":"OFFSET('4.3 Beregning - Abonnement'!$S$10,$CN15,BV$6+MATCH($CO15,'4.3 Beregning - Abonnement'!$S$10:$AU$10,0)-2)","v":0},{"$f":"OFFSET('4.3 Beregning - Abonnement'!$S$10,$CN15,BW$6+MATCH($CO15,'4.3 Beregning - Abonnement'!$S$10:$AU$10,0)-2)","v":0},null,{"$f":"OFFSET('4.5 Beregning - Tariffer'!$AU$15,$CN14,COUNTA('4.5 Beregning - Tariffer'!$AU$16:AU$16)+MATCH($CO14,'4.5 Beregning - Tariffer'!$AU$15:$BO$15,0)-2)","v":0},null,{"$f":"OFFSET('4.3 Beregning - Abonnement'!$AW$10,$CN15,BS$6+MATCH($CO15,'4.3 Beregning - Abonnement'!$AW$10:$BY$10,0)-2)","v":0},{"$f":"OFFSET('4.3 Beregning - Abonnement'!$AW$10,$CN15,BT$6+MATCH($CO15,'4.3 Beregning - Abonnement'!$AW$10:$BY$10,0)-2)","v":0},{"$f":"OFFSET('4.3 Beregning - Abonnement'!$AW$10,$CN15,BU$6+MATCH($CO15,'4.3 Beregning - Abonnement'!$AW$10:$BY$10,0)-2)","v":0},{"$f":"OFFSET('4.3 Beregning - Abonnement'!$CA$10,$CN15,BU$6+MATCH($CO15,'4.3 Beregning - Abonnement'!$CA$10:$DC$10,0)-2)","v":0},{"$f":"OFFSET('4.3 Beregning - Abonnement'!$AW$10,$CN15,BV$6+MATCH($CO15,'4.3 Beregning - Abonnement'!$AW$10:$BY$10,0)-2)","v":0},{"$f":"OFFSET('4.3 Beregning - Abonnement'!$CA$10,$CN15,BV$6+MATCH($CO15,'4.3 Beregning - Abonnement'!$CA$10:$DC$10,0)-2)","v":0},{"$f":"OFFSET('4.3 Beregning - Abonnement'!$AW$10,$CN15,BW$6+MATCH($CO15,'4.3 Beregning - Abonnement'!$AW$10:$BY$10,0)-2)","v":0},{"$f":"OFFSET('4.3 Beregning - Abonnement'!$CA$10,$CN15,BW$6+MATCH($CO15,'4.3 Beregning - Abonnement'!$CA$10:$DC$10,0)-2)","v":0},null,{"$f":"OFFSET('4.3 Beregning - Abonnement'!$DE$10,$CN15,CJ$6+MATCH($CO15,'4.3 Beregning - Abonnement'!$DE$10:$DN$10,0)-2)","v":0},{"$f":"OFFSET('4.3 Beregning - Abonnement'!$DE$10,$CN15,CK$6+MATCH($CO15,'4.3 Beregning - Abonnement'!$DE$10:$DN$10,0)-2)","v":0},null,1,6,"A høj",{"$f":"'4.5 Beregning - Tariffer'!B21","v":"2. MÅLERE"},{"$f":"'gl værdier abonn'!B21","v":"3.1 Omkostninger til kundecenter"},null,null,null,4,4,2,{"$f":"'4.5 Beregning - Tariffer'!$P$15","v":"A lav"},4,{"$f":"IFERROR(VLOOKUP(CY14,$CW$11:$CX$20,2,FALSE),\"\")","v":"B lav"}]
["2.1 Drift og vedligeholdelse af målere",null,0,0,0,0,0,0,0,0,null,{"$f":"IFERROR(IF('Forside Print'!$E$12=1,BS15,BS15/12),\"\")","v":0},{"$f":"IFERROR(IF('Forside Print'!$E$12=1,BS51,BS51/12),\"\")","v":0},{"$f":"IFERROR(IF('Forside Print'!$E$12=1,BT15,BT15/12),\"\")","v":0},{"$f":"IFERROR(IF('Forside Print'!$E$12=1,BT51,BT51/12),\"\")","v":0},{"$f":"IFERROR(IF('Forside Print'!$E$12=1,BU15,BU15/12),\"\")","v":0},{"$f":"IFERROR(IF('Forside Print'!$E$12=1,BU51,BU51/12),\"\")","v":0},{"$f":"IFERROR(IF('Forside Print'!$E$12=1,BV15,BV15/12),\"\")","v":0},{"$f":"IFERROR(IF('Forside Print'!$E$12=1,BV51,BV51/12),\"\")","v":0},{"$f":"IFERROR(IF('Forside Print'!$E$12=1,BW15,BW15/12),\"\")","v":0},{"$f":"IFERROR(IF('Forside Print'!$E$12=1,BW51,BW51/12),\"\")","v":0},null,"2.1 Drift og vedligeholdelse af målere",0,0,null,{"$f":"IFERROR(IF('Forside Print'!$E$12=1,CA15,CA15/12),\"\")","v":0},{"$f":"IFERROR(IF('Forside Print'!$E$12=1,CA51,CA51/12),\"\")","v":0},{"$f":"IFERROR(IF('Forside Print'!$E$12=1,CB15,CB15/12),\"\")","v":0},{"$f":"IFERROR(IF('Forside Print'!$E$12=1,CB51,CB51/12),\"\")","v":0},{"$f":"IFERROR(IF('Forside Print'!$E$12=1,CC15,CC15/12),\"\")","v":0},{"$f":"IFERROR(IF('Forside Print'!$E$12=1,CC51,CC51/12),\"\")","v":0},{"$f":"IFERROR(IF('Forside Print'!$E$12=1,CD15,CD15/12),\"\")","v":0},{"$f":"IFERROR(IF('Forside Print'!$E$12=1,CD51,CD51/12),\"\")","v":0},{"$f":"IFERROR(IF('Forside Print'!$E$12=1,CE15,CE15/12),\"\")","v":0},{"$f":"IFERROR(IF('Forside Print'!$E$12=1,CE51,CE51/12),\"\")","v":0},{"$f":"IFERROR(IF('Forside Print'!$E$12=1,CF15,CF15/12),\"\")","v":0},{"$f":"IFERROR(IF('Forside Print'!$E$12=1,CF51,CF51/12),\"\")","v":0},{"$f":"IFERROR(IF('Forside Print'!$E$12=1,CG15,CG15/12),\"\")","v":0},{"$f":"IFERROR(IF('Forside Print'!$E$12=1,CG51,CG51/12),\"\")","v":0},{"$f":"IFERROR(IF('Forside Print'!$E$12=1,CH15,CH15/12),\"\")","v":0},{"$f":"IFERROR(IF('Forside Print'!$E$12=1,CH51,CH51/12),\"\")","v":0},null,{"$f":"IFERROR(IF('Forside Print'!$E$12=1,CJ15,CJ15/12),\"\")","v":0},{"$f":"IFERROR(IF('Forside Print'!$E$12=1,CJ51,CJ51/12),\"\")","v":0},{"$f":"IFERROR(IF('Forside Print'!$E$12=1,CK15,CK15/12),\"\")","v":0},{"$f":"IFERROR(IF('Forside Print'!$E$12=1,CK51,CK51/12),\"\")","v":0},null,null,null,null,null,null,null,null,null,null,null,null,null,null,null,null,null,"2.1 Drift og vedligeholdelse af målere",{"$f":"OFFSET('4.5 Beregning - Tariffer'!$BQ$15,$CN15,BN$6+MATCH($CO15,'4.5 Beregning - Tariffer'!$BQ$15:$CK$15,0)-2)","v":0},{"$f":"OFFSET('4.5 Beregning - Tariffer'!$BQ$15,$CN15,BO$6+MATCH($CO15,'4.5 Beregning - Tariffer'!$BQ$15:$CK$15,0)-2)","v":0},{"$f":"OFFSET('4.5 Beregning - Tariffer'!$BQ$15,$CN15,BP$6+MATCH($CO15,'4.5 Beregning - Tariffer'!$BQ$15:$CK$15,0)-2)","v":0},{"$f":"OFFSET('4.5 Beregning - Tariffer'!$BQ$15,$CN15,BQ$6+MATCH($CO15,'4.5 Beregning - Tariffer'!$BQ$15:$CK$15,0)-2)","v":0},null,{"$f":"OFFSET('4.3 Beregning - Abonnement'!$S$10,$CN16,BS$6+MATCH($CO16,'4.3 Beregning - Abonnement'!$S$10:$AU$10,0)-2)","v":0},{"$f":"OFFSET('4.3 Beregning - Abonnement'!$S$10,$CN16,BT$6+MATCH($CO16,'4.3 Beregning - Abonnement'!$S$10:$AU$10,0)-2)","v":0},{"$f":"OFFSET('4.3 Beregning - Abonnement'!$S$10,$CN16,BU$6+MATCH($CO16,'4.3 Beregning - Abonnement'!$S$10:$AU$10,0)-2)","v":0},{"$f":"OFFSET('4.3 Beregning - Abonnement'!$S$10,$CN16,BV$6+MATCH($CO16,'4.3 Beregning - Abonnement'!$S$10:$AU$10,0)-2)","v":0},{"$f":"OFFSET('4.3 Beregning - Abonnement'!$S$10,$CN16,BW$6+MATCH($CO16,'4.3 Beregning - Abonnement'!$S$10:$AU$10,0)-2)","v":0},null,{"$f":"OFFSET('4.5 Beregning - Tariffer'!$AU$15,$CN15,COUNTA('4.5 Beregning - Tariffer'!$AU$16:AU$16)+MATCH($CO15,'4.5 Beregning - Tariffer'!$AU$15:$BO$15,0)-2)","v":0},null,{"$f":"OFFSET('4.3 Beregning - Abonnement'!$AW$10,$CN16,BS$6+MATCH($CO16,'4.3 Beregning - Abonnement'!$AW$10:$BY$10,0)-2)","v":0},{"$f":"OFFSET('4.3 Beregning - Abonnement'!$AW$10,$CN16,BT$6+MATCH($CO16,'4.3 Beregning - Abonnement'!$AW$10:$BY$10,0)-2)","v":0},{"$f":"OFFSET('4.3 Beregning - Abonnement'!$AW$10,$CN16,BU$6+MATCH($CO16,'4.3 Beregning - Abonnement'!$AW$10:$BY$10,0)-2)","v":0},{"$f":"OFFSET('4.3 Beregning - Abonnement'!$CA$10,$CN16,BU$6+MATCH($CO16,'4.3 Beregning - Abonnement'!$CA$10:$DC$10,0)-2)","v":0},{"$f":"OFFSET('4.3 Beregning - Abonnement'!$AW$10,$CN16,BV$6+MATCH($CO16,'4.3 Beregning - Abonnement'!$AW$10:$BY$10,0)-2)","v":0},{"$f":"OFFSET('4.3 Beregning - Abonnement'!$CA$10,$CN16,BV$6+MATCH($CO16,'4.3 Beregning - Abonnement'!$CA$10:$DC$10,0)-2)","v":0},{"$f":"OFFSET('4.3 Beregning - Abonnement'!$AW$10,$CN16,BW$6+MATCH($CO16,'4.3 Beregning - Abonnement'!$AW$10:$BY$10,0)-2)","v":0},{"$f":"OFFSET('4.3 Beregning - Abonnement'!$CA$10,$CN16,BW$6+MATCH($CO16,'4.3 Beregning - Abonnement'!$CA$10:$DC$10,0)-2)","v":0},null,{"$f":"OFFSET('4.3 Beregning - Abonnement'!$DE$10,$CN16,CJ$6+MATCH($CO16,'4.3 Beregning - Abonnement'!$DE$10:$DN$10,0)-2)","v":0},{"$f":"OFFSET('4.3 Beregning - Abonnement'!$DE$10,$CN16,CK$6+MATCH($CO16,'4.3 Beregning - Abonnement'!$DE$10:$DN$10,0)-2)","v":0},null,1,7,"A høj",{"$f":"'4.5 Beregning - Tariffer'!B22","v":"2.1 Drift og vedligeholdelse af målere"},{"$f":"'gl værdier abonn'!B22","v":"4. GENEREL ADMINISTRATION "},null,null,null,5,99,6,null,5,"C"]
["2.2 Indhentning og validering af måledata",null,0,0,0,0,0,0,0,0,null,{"$f":"IFERROR(IF('Forside Print'!$E$12=1,BS16,BS16/12),\"\")","v":0},{"$f":"IFERROR(IF('Forside Print'!$E$12=1,BS52,BS52/12),\"\")","v":0},{"$f":"IFERROR(IF('Forside Print'!$E$12=1,BT16,BT16/12),\"\")","v":0},{"$f":"IFERROR(IF('Forside Print'!$E$12=1,BT52,BT52/12),\"\")","v":0},{"$f":"IFERROR(IF('Forside Print'!$E$12=1,BU16,BU16/12),\"\")","v":0},{"$f":"IFERROR(IF('Forside Print'!$E$12=1,BU52,BU52/12),\"\")","v":0},{"$f":"IFERROR(IF('Forside Print'!$E$12=1,BV16,BV16/12),\"\")","v":0},{"$f":"IFERROR(IF('Forside Print'!$E$12=1,BV52,BV52/12),\"\")","v":0},{"$f":"IFERROR(IF('Forside Print'!$E$12=1,BW16,BW16/12),\"\")","v":0},{"$f":"IFERROR(IF('Forside Print'!$E$12=1,BW52,BW52/12),\"\")","v":0},null,"2.2 Indhentning og validering af måledata",0,0,null,{"$f":"IFERROR(IF('Forside Print'!$E$12=1,CA16,CA16/12),\"\")","v":0},{"$f":"IFERROR(IF('Forside Print'!$E$12=1,CA52,CA52/12),\"\")","v":0},{"$f":"IFERROR(IF('Forside Print'!$E$12=1,CB16,CB16/12),\"\")","v":0},{"$f":"IFERROR(IF('Forside Print'!$E$12=1,CB52,CB52/12),\"\")","v":0},{"$f":"IFERROR(IF('Forside Print'!$E$12=1,CC16,CC16/12),\"\")","v":0},{"$f":"IFERROR(IF('Forside Print'!$E$12=1,CC52,CC52/12),\"\")","v":0},{"$f":"IFERROR(IF('Forside Print'!$E$12=1,CD16,CD16/12),\"\")","v":0},{"$f":"IFERROR(IF('Forside Print'!$E$12=1,CD52,CD52/12),\"\")","v":0},{"$f":"IFERROR(IF('Forside Print'!$E$12=1,CE16,CE16/12),\"\")","v":0},{"$f":"IFERROR(IF('Forside Print'!$E$12=1,CE52,CE52/12),\"\")","v":0},{"$f":"IFERROR(IF('Forside Print'!$E$12=1,CF16,CF16/12),\"\")","v":0},{"$f":"IFERROR(IF('Forside Print'!$E$12=1,CF52,CF52/12),\"\")","v":0},{"$f":"IFERROR(IF('Forside Print'!$E$12=1,CG16,CG16/12),\"\")","v":0},{"$f":"IFERROR(IF('Forside Print'!$E$12=1,CG52,CG52/12),\"\")","v":0},{"$f":"IFERROR(IF('Forside Print'!$E$12=1,CH16,CH16/12),\"\")","v":0},{"$f":"IFERROR(IF('Forside Print'!$E$12=1,CH52,CH52/12),\"\")","v":0},null,{"$f":"IFERROR(IF('Forside Print'!$E$12=1,CJ16,CJ16/12),\"\")","v":0},{"$f":"IFERROR(IF('Forside Print'!$E$12=1,CJ52,CJ52/12),\"\")","v":0},{"$f":"IFERROR(IF('Forside Print'!$E$12=1,CK16,CK16/12),\"\")","v":0},{"$f":"IFERROR(IF('Forside Print'!$E$12=1,CK52,CK52/12),\"\")","v":0},null,null,null,null,null,null,null,null,null,null,null,null,null,null,null,null,null,"2.2 Indhentning og validering af måledata",{"$f":"OFFSET('4.5 Beregning - Tariffer'!$BQ$15,$CN16,BN$6+MATCH($CO16,'4.5 Beregning - Tariffer'!$BQ$15:$CK$15,0)-2)","v":0},{"$f":"OFFSET('4.5 Beregning - Tariffer'!$BQ$15,$CN16,BO$6+MATCH($CO16,'4.5 Beregning - Tariffer'!$BQ$15:$CK$15,0)-2)","v":0},{"$f":"OFFSET('4.5 Beregning - Tariffer'!$BQ$15,$CN16,BP$6+MATCH($CO16,'4.5 Beregning - Tariffer'!$BQ$15:$CK$15,0)-2)","v":0},{"$f":"OFFSET('4.5 Beregning - Tariffer'!$BQ$15,$CN16,BQ$6+MATCH($CO16,'4.5 Beregning - Tariffer'!$BQ$15:$CK$15,0)-2)","v":0},null,{"$f":"OFFSET('4.3 Beregning - Abonnement'!$S$10,$CN17,BS$6+MATCH($CO17,'4.3 Beregning - Abonnement'!$S$10:$AU$10,0)-2)","v":0},{"$f":"OFFSET('4.3 Beregning - Abonnement'!$S$10,$CN17,BT$6+MATCH($CO17,'4.3 Beregning - Abonnement'!$S$10:$AU$10,0)-2)","v":0},{"$f":"OFFSET('4.3 Beregning - Abonnement'!$S$10,$CN17,BU$6+MATCH($CO17,'4.3 Beregning - Abonnement'!$S$10:$AU$10,0)-2)","v":0},{"$f":"OFFSET('4.3 Beregning - Abonnement'!$S$10,$CN17,BV$6+MATCH($CO17,'4.3 Beregning - Abonnement'!$S$10:$AU$10,0)-2)","v":0},{"$f":"OFFSET('4.3 Beregning - Abonnement'!$S$10,$CN17,BW$6+MATCH($CO17,'4.3 Beregning - Abonnement'!$S$10:$AU$10,0)-2)","v":0},null,{"$f":"OFFSET('4.5 Beregning - Tariffer'!$AU$15,$CN16,COUNTA('4.5 Beregning - Tariffer'!$AU$16:AU$16)+MATCH($CO16,'4.5 Beregning - Tariffer'!$AU$15:$BO$15,0)-2)","v":0},null,{"$f":"OFFSET('4.3 Beregning - Abonnement'!$AW$10,$CN17,BS$6+MATCH($CO17,'4.3 Beregning - Abonnement'!$AW$10:$BY$10,0)-2)","v":0},{"$f":"OFFSET('4.3 Beregning - Abonnement'!$AW$10,$CN17,BT$6+MATCH($CO17,'4.3 Beregning - Abonnement'!$AW$10:$BY$10,0)-2)","v":0},{"$f":"OFFSET('4.3 Beregning - Abonnement'!$AW$10,$CN17,BU$6+MATCH($CO17,'4.3 Beregning - Abonnement'!$AW$10:$BY$10,0)-2)","v":0},{"$f":"OFFSET('4.3 Beregning - Abonnement'!$CA$10,$CN17,BU$6+MATCH($CO17,'4.3 Beregning - Abonnement'!$CA$10:$DC$10,0)-2)","v":0},{"$f":"OFFSET('4.3 Beregning - Abonnement'!$AW$10,$CN17,BV$6+MATCH($CO17,'4.3 Beregning - Abonnement'!$AW$10:$BY$10,0)-2)","v":0},{"$f":"OFFSET('4.3 Beregning - Abonnement'!$CA$10,$CN17,BV$6+MATCH($CO17,'4.3 Beregning - Abonnement'!$CA$10:$DC$10,0)-2)","v":0},{"$f":"OFFSET('4.3 Beregning - Abonnement'!$AW$10,$CN17,BW$6+MATCH($CO17,'4.3 Beregning - Abonnement'!$AW$10:$BY$10,0)-2)","v":0},{"$f":"OFFSET('4.3 Beregning - Abonnement'!$CA$10,$CN17,BW$6+MATCH($CO17,'4.3 Beregning - Abonnement'!$CA$10:$DC$10,0)-2)","v":0},null,{"$f":"OFFSET('4.3 Beregning - Abonnement'!$DE$10,$CN17,CJ$6+MATCH($CO17,'4.3 Beregning - Abonnement'!$DE$10:$DN$10,0)-2)","v":0},{"$f":"OFFSET('4.3 Beregning - Abonnement'!$DE$10,$CN17,CK$6+MATCH($CO17,'4.3 Beregning - Abonnement'!$DE$10:$DN$10,0)-2)","v":0},null,1,8,"A høj",{"$f":"'4.5 Beregning - Tariffer'!B23","v":"2.2 Indhentning og validering af måledata"},{"$f":"'gl værdier abonn'!B23","v":"4.1 Generel administration"},null,null,null,6,6,3,{"$f":"'4.5 Beregning - Tariffer'!$Y$15","v":"B høj"},6,0]
["3. OMKOSTNINGER TIL KUNDECENTER",null,0,0,0,0,0,0,0,0,null,{"$f":"IFERROR(IF('Forside Print'!$E$12=1,BS17,BS17/12),\"\")","v":0},{"$f":"IFERROR(IF('Forside Print'!$E$12=1,BS53,BS53/12),\"\")","v":0},{"$f":"IFERROR(IF('Forside Print'!$E$12=1,BT17,BT17/12),\"\")","v":0},{"$f":"IFERROR(IF('Forside Print'!$E$12=1,BT53,BT53/12),\"\")","v":0},{"$f":"IFERROR(IF('Forside Print'!$E$12=1,BU17,BU17/12),\"\")","v":0},{"$f":"IFERROR(IF('Forside Print'!$E$12=1,BU53,BU53/12),\"\")","v":0},{"$f":"IFERROR(IF('Forside Print'!$E$12=1,BV17,BV17/12),\"\")","v":0},{"$f":"IFERROR(IF('Forside Print'!$E$12=1,BV53,BV53/12),\"\")","v":0},{"$f":"IFERROR(IF('Forside Print'!$E$12=1,BW17,BW17/12),\"\")","v":0},{"$f":"IFERROR(IF('Forside Print'!$E$12=1,BW53,BW53/12),\"\")","v":0},null,"3. OMKOSTNINGER TIL KUNDECENTER",0,0,null,{"$f":"IFERROR(IF('Forside Print'!$E$12=1,CA17,CA17/12),\"\")","v":0},{"$f":"IFERROR(IF('Forside Print'!$E$12=1,CA53,CA53/12),\"\")","v":0},{"$f":"IFERROR(IF('Forside Print'!$E$12=1,CB17,CB17/12),\"\")","v":0},{"$f":"IFERROR(IF('Forside Print'!$E$12=1,CB53,CB53/12),\"\")","v":0},{"$f":"IFERROR(IF('Forside Print'!$E$12=1,CC17,CC17/12),\"\")","v":0},{"$f":"IFERROR(IF('Forside Print'!$E$12=1,CC53,CC53/12),\"\")","v":0},{"$f":"IFERROR(IF('Forside Print'!$E$12=1,CD17,CD17/12),\"\")","v":0},{"$f":"IFERROR(IF('Forside Print'!$E$12=1,CD53,CD53/12),\"\")","v":0},{"$f":"IFERROR(IF('Forside Print'!$E$12=1,CE17,CE17/12),\"\")","v":0},{"$f":"IFERROR(IF('Forside Print'!$E$12=1,CE53,CE53/12),\"\")","v":0},{"$f":"IFERROR(IF('Forside Print'!$E$12=1,CF17,CF17/12),\"\")","v":0},{"$f":"IFERROR(IF('Forside Print'!$E$12=1,CF53,CF53/12),\"\")","v":0},{"$f":"IFERROR(IF('Forside Print'!$E$12=1,CG17,CG17/12),\"\")","v":0},{"$f":"IFERROR(IF('Forside Print'!$E$12=1,CG53,CG53/12),\"\")","v":0},{"$f":"IFERROR(IF('Forside Print'!$E$12=1,CH17,CH17/12),\"\")","v":0},{"$f":"IFERROR(IF('Forside Print'!$E$12=1,CH53,CH53/12),\"\")","v":0},null,{"$f":"IFERROR(IF('Forside Print'!$E$12=1,CJ17,CJ17/12),\"\")","v":0},{"$f":"IFERROR(IF('Forside Print'!$E$12=1,CJ53,CJ53/12),\"\")","v":0},{"$f":"IFERROR(IF('Forside Print'!$E$12=1,CK17,CK17/12),\"\")","v":0},{"$f":"IFERROR(IF('Forside Print'!$E$12=1,CK53,CK53/12),\"\")","v":0},null,null,null,null,null,null,null,null,null,null,null,null,null,null,null,null,null,"3. OMKOSTNINGER TIL KUNDECENTER",{"$f":"OFFSET('4.5 Beregning - Tariffer'!$BQ$15,$CN17,BN$6+MATCH($CO17,'4.5 Beregning - Tariffer'!$BQ$15:$CK$15,0)-2)","v":0},{"$f":"OFFSET('4.5 Beregning - Tariffer'!$BQ$15,$CN17,BO$6+MATCH($CO17,'4.5 Beregning - Tariffer'!$BQ$15:$CK$15,0)-2)","v":0},{"$f":"OFFSET('4.5 Beregning - Tariffer'!$BQ$15,$CN17,BP$6+MATCH($CO17,'4.5 Beregning - Tariffer'!$BQ$15:$CK$15,0)-2)","v":0},{"$f":"OFFSET('4.5 Beregning - Tariffer'!$BQ$15,$CN17,BQ$6+MATCH($CO17,'4.5 Beregning - Tariffer'!$BQ$15:$CK$15,0)-2)","v":0},null,{"$f":"OFFSET('4.3 Beregning - Abonnement'!$S$10,$CN18,BS$6+MATCH($CO18,'4.3 Beregning - Abonnement'!$S$10:$AU$10,0)-2)","v":0},{"$f":"OFFSET('4.3 Beregning - Abonnement'!$S$10,$CN18,BT$6+MATCH($CO18,'4.3 Beregning - Abonnement'!$S$10:$AU$10,0)-2)","v":0},{"$f":"OFFSET('4.3 Beregning - Abonnement'!$S$10,$CN18,BU$6+MATCH($CO18,'4.3 Beregning - Abonnement'!$S$10:$AU$10,0)-2)","v":0},{"$f":"OFFSET('4.3 Beregning - Abonnement'!$S$10,$CN18,BV$6+MATCH($CO18,'4.3 Beregning - Abonnement'!$S$10:$AU$10,0)-2)","v":0},{"$f":"OFFSET('4.3 Beregning - Abonnement'!$S$10,$CN18,BW$6+MATCH($CO18,'4.3 Beregning - Abonnement'!$S$10:$AU$10,0)-2)","v":0},null,{"$f":"OFFSET('4.5 Beregning - Tariffer'!$AU$15,$CN17,COUNTA('4.5 Beregning - Tariffer'!$AU$16:AU$16)+MATCH($CO17,'4.5 Beregning - Tariffer'!$AU$15:$BO$15,0)-2)","v":0},null,{"$f":"OFFSET('4.3 Beregning - Abonnement'!$AW$10,$CN18,BS$6+MATCH($CO18,'4.3 Beregning - Abonnement'!$AW$10:$BY$10,0)-2)","v":0},{"$f":"OFFSET('4.3 Beregning - Abonnement'!$AW$10,$CN18,BT$6+MATCH($CO18,'4.3 Beregning - Abonnement'!$AW$10:$BY$10,0)-2)","v":0},{"$f":"OFFSET('4.3 Beregning - Abonnement'!$AW$10,$CN18,BU$6+MATCH($CO18,'4.3 Beregning - Abonnement'!$AW$10:$BY$10,0)-2)","v":0},{"$f":"OFFSET('4.3 Beregning - Abonnement'!$CA$10,$CN18,BU$6+MATCH($CO18,'4.3 Beregning - Abonnement'!$CA$10:$DC$10,0)-2)","v":0},{"$f":"OFFSET('4.3 Beregning - Abonnement'!$AW$10,$CN18,BV$6+MATCH($CO18,'4.3 Beregning - Abonnement'!$AW$10:$BY$10,0)-2)","v":0},{"$f":"OFFSET('4.3 Beregning - Abonnement'!$CA$10,$CN18,BV$6+MATCH($CO18,'4.3 Beregning - Abonnement'!$CA$10:$DC$10,0)-2)","v":0},{"$f":"OFFSET('4.3 Beregning - Abonnement'!$AW$10,$CN18,BW$6+MATCH($CO18,'4.3 Beregning - Abonnement'!$AW$10:$BY$10,0)-2)","v":0},{"$f":"OFFSET('4.3 Beregning - Abonnement'!$CA$10,$CN18,BW$6+MATCH($CO18,'4.3 Beregning - Abonnement'!$CA$10:$DC$10,0)-2)","v":0},null,{"$f":"OFFSET('4.3 Beregning - Abonnement'!$DE$10,$CN18,CJ$6+MATCH($CO18,'4.3 Beregning - Abonnement'!$DE$10:$DN$10,0)-2)","v":0},{"$f":"OFFSET('4.3 Beregning - Abonnement'!$DE$10,$CN18,CK$6+MATCH($CO18,'4.3 Beregning - Abonnement'!$DE$10:$DN$10,0)-2)","v":0},null,1,9,"A høj",{"$f":"'4.5 Beregning - Tariffer'!B24","v":"3. OMKOSTNINGER TIL KUNDECENTER"},{"$f":"'gl værdier abonn'!B24","v":"5. ENERGISPAREINDSATS"},null,null,null,7,99,6,null,7,""]
["3.1 Omkostninger til kundecenter",null,0,0,0,0,0,0,0,0,null,{"$f":"IFERROR(IF('Forside Print'!$E$12=1,BS18,BS18/12),\"\")","v":0},{"$f":"IFERROR(IF('Forside Print'!$E$12=1,BS54,BS54/12),\"\")","v":0},{"$f":"IFERROR(IF('Forside Print'!$E$12=1,BT18,BT18/12),\"\")","v":0},{"$f":"IFERROR(IF('Forside Print'!$E$12=1,BT54,BT54/12),\"\")","v":0},{"$f":"IFERROR(IF('Forside Print'!$E$12=1,BU18,BU18/12),\"\")","v":0},{"$f":"IFERROR(IF('Forside Print'!$E$12=1,BU54,BU54/12),\"\")","v":0},{"$f":"IFERROR(IF('Forside Print'!$E$12=1,BV18,BV18/12),\"\")","v":0},{"$f":"IFERROR(IF('Forside Print'!$E$12=1,BV54,BV54/12),\"\")","v":0},{"$f":"IFERROR(IF('Forside Print'!$E$12=1,BW18,BW18/12),\"\")","v":0},{"$f":"IFERROR(IF('Forside Print'!$E$12=1,BW54,BW54/12),\"\")","v":0},null,"3.1 Omkostninger til kundecenter",0,0,null,{"$f":"IFERROR(IF('Forside Print'!$E$12=1,CA18,CA18/12),\"\")","v":0},{"$f":"IFERROR(IF('Forside Print'!$E$12=1,CA54,CA54/12),\"\")","v":0},{"$f":"IFERROR(IF('Forside Print'!$E$12=1,CB18,CB18/12),\"\")","v":0},{"$f":"IFERROR(IF('Forside Print'!$E$12=1,CB54,CB54/12),\"\")","v":0},{"$f":"IFERROR(IF('Forside Print'!$E$12=1,CC18,CC18/12),\"\")","v":0},{"$f":"IFERROR(IF('Forside Print'!$E$12=1,CC54,CC54/12),\"\")","v":0},{"$f":"IFERROR(IF('Forside Print'!$E$12=1,CD18,CD18/12),\"\")","v":0},{"$f":"IFERROR(IF('Forside Print'!$E$12=1,CD54,CD54/12),\"\")","v":0},{"$f":"IFERROR(IF('Forside Print'!$E$12=1,CE18,CE18/12),\"\")","v":0},{"$f":"IFERROR(IF('Forside Print'!$E$12=1,CE54,CE54/12),\"\")","v":0},{"$f":"IFERROR(IF('Forside Print'!$E$12=1,CF18,CF18/12),\"\")","v":0},{"$f":"IFERROR(IF('Forside Print'!$E$12=1,CF54,CF54/12),\"\")","v":0},{"$f":"IFERROR(IF('Forside Print'!$E$12=1,CG18,CG18/12),\"\")","v":0},{"$f":"IFERROR(IF('Forside Print'!$E$12=1,CG54,CG54/12),\"\")","v":0},{"$f":"IFERROR(IF('Forside Print'!$E$12=1,CH18,CH18/12),\"\")","v":0},{"$f":"IFERROR(IF('Forside Print'!$E$12=1,CH54,CH54/12),\"\")","v":0},null,{"$f":"IFERROR(IF('Forside Print'!$E$12=1,CJ18,CJ18/12),\"\")","v":0},{"$f":"IFERROR(IF('Forside Print'!$E$12=1,CJ54,CJ54/12),\"\")","v":0},{"$f":"IFERROR(IF('Forside Print'!$E$12=1,CK18,CK18/12),\"\")","v":0},{"$f":"IFERROR(IF('Forside Print'!$E$12=1,CK54,CK54/12),\"\")","v":0},null,null,null,null,null,null,null,null,null,null,null,null,null,null,null,null,null,"3.1 Omkostninger til kundecenter",{"$f":"OFFSET('4.5 Beregning - Tariffer'!$BQ$15,$CN18,BN$6+MATCH($CO18,'4.5 Beregning - Tariffer'!$BQ$15:$CK$15,0)-2)","v":0},{"$f":"OFFSET('4.5 Beregning - Tariffer'!$BQ$15,$CN18,BO$6+MATCH($CO18,'4.5 Beregning - Tariffer'!$BQ$15:$CK$15,0)-2)","v":0},{"$f":"OFFSET('4.5 Beregning - Tariffer'!$BQ$15,$CN18,BP$6+MATCH($CO18,'4.5 Beregning - Tariffer'!$BQ$15:$CK$15,0)-2)","v":0},{"$f":"OFFSET('4.5 Beregning - Tariffer'!$BQ$15,$CN18,BQ$6+MATCH($CO18,'4.5 Beregning - Tariffer'!$BQ$15:$CK$15,0)-2)","v":0},null,{"$f":"OFFSET('4.3 Beregning - Abonnement'!$S$10,$CN19,BS$6+MATCH($CO19,'4.3 Beregning - Abonnement'!$S$10:$AU$10,0)-2)","v":0},{"$f":"OFFSET('4.3 Beregning - Abonnement'!$S$10,$CN19,BT$6+MATCH($CO19,'4.3 Beregning - Abonnement'!$S$10:$AU$10,0)-2)","v":0},{"$f":"OFFSET('4.3 Beregning - Abonnement'!$S$10,$CN19,BU$6+MATCH($CO19,'4.3 Beregning - Abonnement'!$S$10:$AU$10,0)-2)","v":0},{"$f":"OFFSET('4.3 Beregning - Abonnement'!$S$10,$CN19,BV$6+MATCH($CO19,'4.3 Beregning - Abonnement'!$S$10:$AU$10,0)-2)","v":0},{"$f":"OFFSET('4.3 Beregning - Abonnement'!$S$10,$CN19,BW$6+MATCH($CO19,'4.3 Beregning - Abonnement'!$S$10:$AU$10,0)-2)","v":0},null,{"$f":"OFFSET('4.5 Beregning - Tariffer'!$AU$15,$CN18,COUNTA('4.5 Beregning - Tariffer'!$AU$16:AU$16)+MATCH($CO18,'4.5 Beregning - Tariffer'!$AU$15:$BO$15,0)-2)","v":0},null,{"$f":"OFFSET('4.3 Beregning - Abonnement'!$AW$10,$CN19,BS$6+MATCH($CO19,'4.3 Beregning - Abonnement'!$AW$10:$BY$10,0)-2)","v":0},{"$f":"OFFSET('4.3 Beregning - Abonnement'!$AW$10,$CN19,BT$6+MATCH($CO19,'4.3 Beregning - Abonnement'!$AW$10:$BY$10,0)-2)","v":0},{"$f":"OFFSET('4.3 Beregning - Abonnement'!$AW$10,$CN19,BU$6+MATCH($CO19,'4.3 Beregning - Abonnement'!$AW$10:$BY$10,0)-2)","v":0},{"$f":"OFFSET('4.3 Beregning - Abonnement'!$CA$10,$CN19,BU$6+MATCH($CO19,'4.3 Beregning - Abonnement'!$CA$10:$DC$10,0)-2)","v":0},{"$f":"OFFSET('4.3 Beregning - Abonnement'!$AW$10,$CN19,BV$6+MATCH($CO19,'4.3 Beregning - Abonnement'!$AW$10:$BY$10,0)-2)","v":0},{"$f":"OFFSET('4.3 Beregning - Abonnement'!$CA$10,$CN19,BV$6+MATCH($CO19,'4.3 Beregning - Abonnement'!$CA$10:$DC$10,0)-2)","v":0},{"$f":"OFFSET('4.3 Beregning - Abonnement'!$AW$10,$CN19,BW$6+MATCH($CO19,'4.3 Beregning - Abonnement'!$AW$10:$BY$10,0)-2)","v":0},{"$f":"OFFSET('4.3 Beregning - Abonnement'!$CA$10,$CN19,BW$6+MATCH($CO19,'4.3 Beregning - Abonnement'!$CA$10:$DC$10,0)-2)","v":0},null,{"$f":"OFFSET('4.3 Beregning - Abonnement'!$DE$10,$CN19,CJ$6+MATCH($CO19,'4.3 Beregning - Abonnement'!$DE$10:$DN$10,0)-2)","v":0},{"$f":"OFFSET('4.3 Beregning - Abonnement'!$DE$10,$CN19,CK$6+MATCH($CO19,'4.3 Beregning - Abonnement'!$DE$10:$DN$10,0)-2)","v":0},null,1,10,"A høj",{"$f":"'4.5 Beregning - Tariffer'!B25","v":"3.1 Omkostninger til kundecenter"},{"$f":"'gl værdier abonn'!B25","v":"5.1 Faste omkostninger til energispareindsats"},null,null,null,8,8,4,{"$f":"'4.5 Beregning - Tariffer'!$AG$15","v":"B lav"},8,""]
["4. GENEREL ADMINISTRATION ",null,0,0,0,0,0,0,0,0,null,{"$f":"IFERROR(IF('Forside Print'!$E$12=1,BS19,BS19/12),\"\")","v":0},{"$f":"IFERROR(IF('Forside Print'!$E$12=1,BS55,BS55/12),\"\")","v":0},{"$f":"IFERROR(IF('Forside Print'!$E$12=1,BT19,BT19/12),\"\")","v":0},{"$f":"IFERROR(IF('Forside Print'!$E$12=1,BT55,BT55/12),\"\")","v":0},{"$f":"IFERROR(IF('Forside Print'!$E$12=1,BU19,BU19/12),\"\")","v":0},{"$f":"IFERROR(IF('Forside Print'!$E$12=1,BU55,BU55/12),\"\")","v":0},{"$f":"IFERROR(IF('Forside Print'!$E$12=1,BV19,BV19/12),\"\")","v":0},{"$f":"IFERROR(IF('Forside Print'!$E$12=1,BV55,BV55/12),\"\")","v":0},{"$f":"IFERROR(IF('Forside Print'!$E$12=1,BW19,BW19/12),\"\")","v":0},{"$f":"IFERROR(IF('Forside Print'!$E$12=1,BW55,BW55/12),\"\")","v":0},null,"4. GENEREL ADMINISTRATION ",0,0,null,{"$f":"IFERROR(IF('Forside Print'!$E$12=1,CA19,CA19/12),\"\")","v":0},{"$f":"IFERROR(IF('Forside Print'!$E$12=1,CA55,CA55/12),\"\")","v":0},{"$f":"IFERROR(IF('Forside Print'!$E$12=1,CB19,CB19/12),\"\")","v":0},{"$f":"IFERROR(IF('Forside Print'!$E$12=1,CB55,CB55/12),\"\")","v":0},{"$f":"IFERROR(IF('Forside Print'!$E$12=1,CC19,CC19/12),\"\")","v":0},{"$f":"IFERROR(IF('Forside Print'!$E$12=1,CC55,CC55/12),\"\")","v":0},{"$f":"IFERROR(IF('Forside Print'!$E$12=1,CD19,CD19/12),\"\")","v":0},{"$f":"IFERROR(IF('Forside Print'!$E$12=1,CD55,CD55/12),\"\")","v":0},{"$f":"IFERROR(IF('Forside Print'!$E$12=1,CE19,CE19/12),\"\")","v":0},{"$f":"IFERROR(IF('Forside Print'!$E$12=1,CE55,CE55/12),\"\")","v":0},{"$f":"IFERROR(IF('Forside Print'!$E$12=1,CF19,CF19/12),\"\")","v":0},{"$f":"IFERROR(IF('Forside Print'!$E$12=1,CF55,CF55/12),\"\")","v":0},{"$f":"IFERROR(IF('Forside Print'!$E$12=1,CG19,CG19/12),\"\")","v":0},{"$f":"IFERROR(IF('Forside Print'!$E$12=1,CG55,CG55/12),\"\")","v":0},{"$f":"IFERROR(IF('Forside Print'!$E$12=1,CH19,CH19/12),\"\")","v":0},{"$f":"IFERROR(IF('Forside Print'!$E$12=1,CH55,CH55/12),\"\")","v":0},null,{"$f":"IFERROR(IF('Forside Print'!$E$12=1,CJ19,CJ19/12),\"\")","v":0},{"$f":"IFERROR(IF('Forside Print'!$E$12=1,CJ55,CJ55/12),\"\")","v":0},{"$f":"IFERROR(IF('Forside Print'!$E$12=1,CK19,CK19/12),\"\")","v":0},{"$f":"IFERROR(IF('Forside Print'!$E$12=1,CK55,CK55/12),\"\")","v":0},null,null,null,null,null,null,null,null,null,null,null,null,null,null,null,null,null,"4. GENEREL ADMINISTRATION ",{"$f":"OFFSET('4.5 Beregning - Tariffer'!$BQ$15,$CN19,BN$6+MATCH($CO19,'4.5 Beregning - Tariffer'!$BQ$15:$CK$15,0)-2)","v":0},{"$f":"OFFSET('4.5 Beregning - Tariffer'!$BQ$15,$CN19,BO$6+MATCH($CO19,'4.5 Beregning - Tariffer'!$BQ$15:$CK$15,0)-2)","v":0},{"$f":"OFFSET('4.5 Beregning - Tariffer'!$BQ$15,$CN19,BP$6+MATCH($CO19,'4.5 Beregning - Tariffer'!$BQ$15:$CK$15,0)-2)","v":0},{"$f":"OFFSET('4.5 Beregning - Tariffer'!$BQ$15,$CN19,BQ$6+MATCH($CO19,'4.5 Beregning - Tariffer'!$BQ$15:$CK$15,0)-2)","v":0},null,{"$f":"OFFSET('4.3 Beregning - Abonnement'!$S$10,$CN20,BS$6+MATCH($CO20,'4.3 Beregning - Abonnement'!$S$10:$AU$10,0)-2)","v":0},{"$f":"OFFSET('4.3 Beregning - Abonnement'!$S$10,$CN20,BT$6+MATCH($CO20,'4.3 Beregning - Abonnement'!$S$10:$AU$10,0)-2)","v":0},{"$f":"OFFSET('4.3 Beregning - Abonnement'!$S$10,$CN20,BU$6+MATCH($CO20,'4.3 Beregning - Abonnement'!$S$10:$AU$10,0)-2)","v":0},{"$f":"OFFSET('4.3 Beregning - Abonnement'!$S$10,$CN20,BV$6+MATCH($CO20,'4.3 Beregning - Abonnement'!$S$10:$AU$10,0)-2)","v":0},{"$f":"OFFSET('4.3 Beregning - Abonnement'!$S$10,$CN20,BW$6+MATCH($CO20,'4.3 Beregning - Abonnement'!$S$10:$AU$10,0)-2)","v":0},null,{"$f":"OFFSET('4.5 Beregning - Tariffer'!$AU$15,$CN19,COUNTA('4.5 Beregning - Tariffer'!$AU$16:AU$16)+MATCH($CO19,'4.5 Beregning - Tariffer'!$AU$15:$BO$15,0)-2)","v":0},null,{"$f":"OFFSET('4.3 Beregning - Abonnement'!$AW$10,$CN20,BS$6+MATCH($CO20,'4.3 Beregning - Abonnement'!$AW$10:$BY$10,0)-2)","v":0},{"$f":"OFFSET('4.3 Beregning - Abonnement'!$AW$10,$CN20,BT$6+MATCH($CO20,'4.3 Beregning - Abonnement'!$AW$10:$BY$10,0)-2)","v":0},{"$f":"OFFSET('4.3 Beregning - Abonnement'!$AW$10,$CN20,BU$6+MATCH($CO20,'4.3 Beregning - Abonnement'!$AW$10:$BY$10,0)-2)","v":0},{"$f":"OFFSET('4.3 Beregning - Abonnement'!$CA$10,$CN20,BU$6+MATCH($CO20,'4.3 Beregning - Abonnement'!$CA$10:$DC$10,0)-2)","v":0},{"$f":"OFFSET('4.3 Beregning - Abonnement'!$AW$10,$CN20,BV$6+MATCH($CO20,'4.3 Beregning - Abonnement'!$AW$10:$BY$10,0)-2)","v":0},{"$f":"OFFSET('4.3 Beregning - Abonnement'!$CA$10,$CN20,BV$6+MATCH($CO20,'4.3 Beregning - Abonnement'!$CA$10:$DC$10,0)-2)","v":0},{"$f":"OFFSET('4.3 Beregning - Abonnement'!$AW$10,$CN20,BW$6+MATCH($CO20,'4.3 Beregning - Abonnement'!$AW$10:$BY$10,0)-2)","v":0},{"$f":"OFFSET('4.3 Beregning - Abonnement'!$CA$10,$CN20,BW$6+MATCH($CO20,'4.3 Beregning - Abonnement'!$CA$10:$DC$10,0)-2)","v":0},null,{"$f":"OFFSET('4.3 Beregning - Abonnement'!$DE$10,$CN20,CJ$6+MATCH($CO20,'4.3 Beregning - Abonnement'!$DE$10:$DN$10,0)-2)","v":0},{"$f":"OFFSET('4.3 Beregning - Abonnement'!$DE$10,$CN20,CK$6+MATCH($CO20,'4.3 Beregning - Abonnement'!$DE$10:$DN$10,0)-2)","v":0},null,1,11,"A høj",{"$f":"'4.5 Beregning - Tariffer'!B26","v":"4. GENEREL ADMINISTRATION "},{"$f":"'gl værdier abonn'!B26","v":"5.2 Variable omkostninger til energispareindsats"},null,null,null,9,99,6,null,9,""]
["4.1 Generel administration",null,0,0,0,0,0,0,0,0,null,{"$f":"IFERROR(IF('Forside Print'!$E$12=1,BS20,BS20/12),\"\")","v":0},{"$f":"IFERROR(IF('Forside Print'!$E$12=1,BS56,BS56/12),\"\")","v":0},{"$f":"IFERROR(IF('Forside Print'!$E$12=1,BT20,BT20/12),\"\")","v":0},{"$f":"IFERROR(IF('Forside Print'!$E$12=1,BT56,BT56/12),\"\")","v":0},{"$f":"IFERROR(IF('Forside Print'!$E$12=1,BU20,BU20/12),\"\")","v":0},{"$f":"IFERROR(IF('Forside Print'!$E$12=1,BU56,BU56/12),\"\")","v":0},{"$f":"IFERROR(IF('Forside Print'!$E$12=1,BV20,BV20/12),\"\")","v":0},{"$f":"IFERROR(IF('Forside Print'!$E$12=1,BV56,BV56/12),\"\")","v":0},{"$f":"IFERROR(IF('Forside Print'!$E$12=1,BW20,BW20/12),\"\")","v":0},{"$f":"IFERROR(IF('Forside Print'!$E$12=1,BW56,BW56/12),\"\")","v":0},null,"4.1 Generel administration",0,0,null,{"$f":"IFERROR(IF('Forside Print'!$E$12=1,CA20,CA20/12),\"\")","v":0},{"$f":"IFERROR(IF('Forside Print'!$E$12=1,CA56,CA56/12),\"\")","v":0},{"$f":"IFERROR(IF('Forside Print'!$E$12=1,CB20,CB20/12),\"\")","v":0},{"$f":"IFERROR(IF('Forside Print'!$E$12=1,CB56,CB56/12),\"\")","v":0},{"$f":"IFERROR(IF('Forside Print'!$E$12=1,CC20,CC20/12),\"\")","v":0},{"$f":"IFERROR(IF('Forside Print'!$E$12=1,CC56,CC56/12),\"\")","v":0},{"$f":"IFERROR(IF('Forside Print'!$E$12=1,CD20,CD20/12),\"\")","v":0},{"$f":"IFERROR(IF('Forside Print'!$E$12=1,CD56,CD56/12),\"\")","v":0},{"$f":"IFERROR(IF('Forside Print'!$E$12=1,CE20,CE20/12),\"\")","v":0},{"$f":"IFERROR(IF('Forside Print'!$E$12=1,CE56,CE56/12),\"\")","v":0},{"$f":"IFERROR(IF('Forside Print'!$E$12=1,CF20,CF20/12),\"\")","v":0},{"$f":"IFERROR(IF('Forside Print'!$E$12=1,CF56,CF56/12),\"\")","v":0},{"$f":"IFERROR(IF('Forside Print'!$E$12=1,CG20,CG20/12),\"\")","v":0},{"$f":"IFERROR(IF('Forside Print'!$E$12=1,CG56,CG56/12),\"\")","v":0},{"$f":"IFERROR(IF('Forside Print'!$E$12=1,CH20,CH20/12),\"\")","v":0},{"$f":"IFERROR(IF('Forside Print'!$E$12=1,CH56,CH56/12),\"\")","v":0},null,{"$f":"IFERROR(IF('Forside Print'!$E$12=1,CJ20,CJ20/12),\"\")","v":0},{"$f":"IFERROR(IF('Forside Print'!$E$12=1,CJ56,CJ56/12),\"\")","v":0},{"$f":"IFERROR(IF('Forside Print'!$E$12=1,CK20,CK20/12),\"\")","v":0},{"$f":"IFERROR(IF('Forside Print'!$E$12=1,CK56,CK56/12),\"\")","v":0},null,null,null,null,null,null,null,null,null,null,null,null,null,null,null,null,null,"4.1 Generel administration",{"$f":"OFFSET('4.5 Beregning - Tariffer'!$BQ$15,$CN20,BN$6+MATCH($CO20,'4.5 Beregning - Tariffer'!$BQ$15:$CK$15,0)-2)","v":0},{"$f":"OFFSET('4.5 Beregning - Tariffer'!$BQ$15,$CN20,BO$6+MATCH($CO20,'4.5 Beregning - Tariffer'!$BQ$15:$CK$15,0)-2)","v":0},{"$f":"OFFSET('4.5 Beregning - Tariffer'!$BQ$15,$CN20,BP$6+MATCH($CO20,'4.5 Beregning - Tariffer'!$BQ$15:$CK$15,0)-2)","v":0},{"$f":"OFFSET('4.5 Beregning - Tariffer'!$BQ$15,$CN20,BQ$6+MATCH($CO20,'4.5 Beregning - Tariffer'!$BQ$15:$CK$15,0)-2)","v":0},null,{"$f":"OFFSET('4.3 Beregning - Abonnement'!$S$10,$CN21,BS$6+MATCH($CO21,'4.3 Beregning - Abonnement'!$S$10:$AU$10,0)-2)","v":0},{"$f":"OFFSET('4.3 Beregning - Abonnement'!$S$10,$CN21,BT$6+MATCH($CO21,'4.3 Beregning - Abonnement'!$S$10:$AU$10,0)-2)","v":0},{"$f":"OFFSET('4.3 Beregning - Abonnement'!$S$10,$CN21,BU$6+MATCH($CO21,'4.3 Beregning - Abonnement'!$S$10:$AU$10,0)-2)","v":0},{"$f":"OFFSET('4.3 Beregning - Abonnement'!$S$10,$CN21,BV$6+MATCH($CO21,'4.3 Beregning - Abonnement'!$S$10:$AU$10,0)-2)","v":0},{"$f":"OFFSET('4.3 Beregning - Abonnement'!$S$10,$CN21,BW$6+MATCH($CO21,'4.3 Beregning - Abonnement'!$S$10:$AU$10,0)-2)","v":0},null,{"$f":"OFFSET('4.5 Beregning - Tariffer'!$AU$15,$CN20,COUNTA('4.5 Beregning - Tariffer'!$AU$16:AU$16)+MATCH($CO20,'4.5 Beregning - Tariffer'!$AU$15:$BO$15,0)-2)","v":0},null,{"$f":"OFFSET('4.3 Beregning - Abonnement'!$AW$10,$CN21,BS$6+MATCH($CO21,'4.3 Beregning - Abonnement'!$AW$10:$BY$10,0)-2)","v":0},{"$f":"OFFSET('4.3 Beregning - Abonnement'!$AW$10,$CN21,BT$6+MATCH($CO21,'4.3 Beregning - Abonnement'!$AW$10:$BY$10,0)-2)","v":0},{"$f":"OFFSET('4.3 Beregning - Abonnement'!$AW$10,$CN21,BU$6+MATCH($CO21,'4.3 Beregning - Abonnement'!$AW$10:$BY$10,0)-2)","v":0},{"$f":"OFFSET('4.3 Beregning - Abonnement'!$CA$10,$CN21,BU$6+MATCH($CO21,'4.3 Beregning - Abonnement'!$CA$10:$DC$10,0)-2)","v":0},{"$f":"OFFSET('4.3 Beregning - Abonnement'!$AW$10,$CN21,BV$6+MATCH($CO21,'4.3 Beregning - Abonnement'!$AW$10:$BY$10,0)-2)","v":0},{"$f":"OFFSET('4.3 Beregning - Abonnement'!$CA$10,$CN21,BV$6+MATCH($CO21,'4.3 Beregning - Abonnement'!$CA$10:$DC$10,0)-2)","v":0},{"$f":"OFFSET('4.3 Beregning - Abonnement'!$AW$10,$CN21,BW$6+MATCH($CO21,'4.3 Beregning - Abonnement'!$AW$10:$BY$10,0)-2)","v":0},{"$f":"OFFSET('4.3 Beregning - Abonnement'!$CA$10,$CN21,BW$6+MATCH($CO21,'4.3 Beregning - Abonnement'!$CA$10:$DC$10,0)-2)","v":0},null,{"$f":"OFFSET('4.3 Beregning - Abonnement'!$DE$10,$CN21,CJ$6+MATCH($CO21,'4.3 Beregning - Abonnement'!$DE$10:$DN$10,0)-2)","v":0},{"$f":"OFFSET('4.3 Beregning - Abonnement'!$DE$10,$CN21,CK$6+MATCH($CO21,'4.3 Beregning - Abonnement'!$DE$10:$DN$10,0)-2)","v":0},null,1,12,"A høj",{"$f":"'4.5 Beregning - Tariffer'!B27","v":"4.1 Generel administration"},{"$f":"'gl værdier abonn'!B27","v":"6. NETTAB"},null,null,null,10,10,5,{"$f":"'4.5 Beregning - Tariffer'!$AP$15","v":"C"},10,""]
["5. ENERGISPAREINDSATS",null,0,0,0,0,0,0,0,0,null,{"$f":"IFERROR(IF('Forside Print'!$E$12=1,BS21,BS21/12),\"\")","v":0},{"$f":"IFERROR(IF('Forside Print'!$E$12=1,BS57,BS57/12),\"\")","v":0},{"$f":"IFERROR(IF('Forside Print'!$E$12=1,BT21,BT21/12),\"\")","v":0},{"$f":"IFERROR(IF('Forside Print'!$E$12=1,BT57,BT57/12),\"\")","v":0},{"$f":"IFERROR(IF('Forside Print'!$E$12=1,BU21,BU21/12),\"\")","v":0},{"$f":"IFERROR(IF('Forside Print'!$E$12=1,BU57,BU57/12),\"\")","v":0},{"$f":"IFERROR(IF('Forside Print'!$E$12=1,BV21,BV21/12),\"\")","v":0},{"$f":"IFERROR(IF('Forside Print'!$E$12=1,BV57,BV57/12),\"\")","v":0},{"$f":"IFERROR(IF('Forside Print'!$E$12=1,BW21,BW21/12),\"\")","v":0},{"$f":"IFERROR(IF('Forside Print'!$E$12=1,BW57,BW57/12),\"\")","v":0},null,"5. ENERGISPAREINDSATS",0,0,null,{"$f":"IFERROR(IF('Forside Print'!$E$12=1,CA21,CA21/12),\"\")","v":0},{"$f":"IFERROR(IF('Forside Print'!$E$12=1,CA57,CA57/12),\"\")","v":0},{"$f":"IFERROR(IF('Forside Print'!$E$12=1,CB21,CB21/12),\"\")","v":0},{"$f":"IFERROR(IF('Forside Print'!$E$12=1,CB57,CB57/12),\"\")","v":0},{"$f":"IFERROR(IF('Forside Print'!$E$12=1,CC21,CC21/12),\"\")","v":0},{"$f":"IFERROR(IF('Forside Print'!$E$12=1,CC57,CC57/12),\"\")","v":0},{"$f":"IFERROR(IF('Forside Print'!$E$12=1,CD21,CD21/12),\"\")","v":0},{"$f":"IFERROR(IF('Forside Print'!$E$12=1,CD57,CD57/12),\"\")","v":0},{"$f":"IFERROR(IF('Forside Print'!$E$12=1,CE21,CE21/12),\"\")","v":0},{"$f":"IFERROR(IF('Forside Print'!$E$12=1,CE57,CE57/12),\"\")","v":0},{"$f":"IFERROR(IF('Forside Print'!$E$12=1,CF21,CF21/12),\"\")","v":0},{"$f":"IFERROR(IF('Forside Print'!$E$12=1,CF57,CF57/12),\"\")","v":0},{"$f":"IFERROR(IF('Forside Print'!$E$12=1,CG21,CG21/12),\"\")","v":0},{"$f":"IFERROR(IF('Forside Print'!$E$12=1,CG57,CG57/12),\"\")","v":0},{"$f":"IFERROR(IF('Forside Print'!$E$12=1,CH21,CH21/12),\"\")","v":0},{"$f":"IFERROR(IF('Forside Print'!$E$12=1,CH57,CH57/12),\"\")","v":0},null,{"$f":"IFERROR(IF('Forside Print'!$E$12=1,CJ21,CJ21/12),\"\")","v":0},{"$f":"IFERROR(IF('Forside Print'!$E$12=1,CJ57,CJ57/12),\"\")","v":0},{"$f":"IFERROR(IF('Forside Print'!$E$12=1,CK21,CK21/12),\"\")","v":0},{"$f":"IFERROR(IF('Forside Print'!$E$12=1,CK57,CK57/12),\"\")","v":0},null,null,null,null,null,null,null,null,null,null,null,null,null,null,null,null,null,"5. ENERGISPAREINDSATS",{"$f":"OFFSET('4.5 Beregning - Tariffer'!$BQ$15,$CN21,BN$6+MATCH($CO21,'4.5 Beregning - Tariffer'!$BQ$15:$CK$15,0)-2)","v":0},{"$f":"OFFSET('4.5 Beregning - Tariffer'!$BQ$15,$CN21,BO$6+MATCH($CO21,'4.5 Beregning - Tariffer'!$BQ$15:$CK$15,0)-2)","v":0},{"$f":"OFFSET('4.5 Beregning - Tariffer'!$BQ$15,$CN21,BP$6+MATCH($CO21,'4.5 Beregning - Tariffer'!$BQ$15:$CK$15,0)-2)","v":0},{"$f":"OFFSET('4.5 Beregning - Tariffer'!$BQ$15,$CN21,BQ$6+MATCH($CO21,'4.5 Beregning - Tariffer'!$BQ$15:$CK$15,0)-2)","v":0},null,{"$f":"OFFSET('4.3 Beregning - Abonnement'!$S$10,$CN22,BS$6+MATCH($CO22,'4.3 Beregning - Abonnement'!$S$10:$AU$10,0)-2)","v":0},{"$f":"OFFSET('4.3 Beregning - Abonnement'!$S$10,$CN22,BT$6+MATCH($CO22,'4.3 Beregning - Abonnement'!$S$10:$AU$10,0)-2)","v":0},{"$f":"OFFSET('4.3 Beregning - Abonnement'!$S$10,$CN22,BU$6+MATCH($CO22,'4.3 Beregning - Abonnement'!$S$10:$AU$10,0)-2)","v":0},{"$f":"OFFSET('4.3 Beregning - Abonnement'!$S$10,$CN22,BV$6+MATCH($CO22,'4.3 Beregning - Abonnement'!$S$10:$AU$10,0)-2)","v":0},{"$f":"OFFSET('4.3 Beregning - Abonnement'!$S$10,$CN22,BW$6+MATCH($CO22,'4.3 Beregning - Abonnement'!$S$10:$AU$10,0)-2)","v":0},null,{"$f":"OFFSET('4.5 Beregning - Tariffer'!$AU$15,$CN21,COUNTA('4.5 Beregning - Tariffer'!$AU$16:AU$16)+MATCH($CO21,'4.5 Beregning - Tariffer'!$AU$15:$BO$15,0)-2)","v":0},null,{"$f":"OFFSET('4.3 Beregning - Abonnement'!$AW$10,$CN22,BS$6+MATCH($CO22,'4.3 Beregning - Abonnement'!$AW$10:$BY$10,0)-2)","v":0},{"$f":"OFFSET('4.3 Beregning - Abonnement'!$AW$10,$CN22,BT$6+MATCH($CO22,'4.3 Beregning - Abonnement'!$AW$10:$BY$10,0)-2)","v":0},{"$f":"OFFSET('4.3 Beregning - Abonnement'!$AW$10,$CN22,BU$6+MATCH($CO22,'4.3 Beregning - Abonnement'!$AW$10:$BY$10,0)-2)","v":0},{"$f":"OFFSET('4.3 Beregning - Abonnement'!$CA$10,$CN22,BU$6+MATCH($CO22,'4.3 Beregning - Abonnement'!$CA$10:$DC$10,0)-2)","v":0},{"$f":"OFFSET('4.3 Beregning - Abonnement'!$AW$10,$CN22,BV$6+MATCH($CO22,'4.3 Beregning - Abonnement'!$AW$10:$BY$10,0)-2)","v":0},{"$f":"OFFSET('4.3 Beregning - Abonnement'!$CA$10,$CN22,BV$6+MATCH($CO22,'4.3 Beregning - Abonnement'!$CA$10:$DC$10,0)-2)","v":0},{"$f":"OFFSET('4.3 Beregning - Abonnement'!$AW$10,$CN22,BW$6+MATCH($CO22,'4.3 Beregning - Abonnement'!$AW$10:$BY$10,0)-2)","v":0},{"$f":"OFFSET('4.3 Beregning - Abonnement'!$CA$10,$CN22,BW$6+MATCH($CO22,'4.3 Beregning - Abonnement'!$CA$10:$DC$10,0)-2)","v":0},null,{"$f":"OFFSET('4.3 Beregning - Abonnement'!$DE$10,$CN22,CJ$6+MATCH($CO22,'4.3 Beregning - Abonnement'!$DE$10:$DN$10,0)-2)","v":0},{"$f":"OFFSET('4.3 Beregning - Abonnement'!$DE$10,$CN22,CK$6+MATCH($CO22,'4.3 Beregning - Abonnement'!$DE$10:$DN$10,0)-2)","v":0},null,1,13,"A høj",{"$f":"'4.5 Beregning - Tariffer'!B28","v":"5. ENERGISPAREINDSATS"},{"$f":"'gl værdier abonn'!B28","v":"6.1 Omkostninger ved nettab (kun ledningsnet)"}]
["5.1 Faste omkostninger til energispareindsats",null,0,0,0,0,0,0,0,0,null,{"$f":"IFERROR(IF('Forside Print'!$E$12=1,BS22,BS22/12),\"\")","v":0},{"$f":"IFERROR(IF('Forside Print'!$E$12=1,BS58,BS58/12),\"\")","v":0},{"$f":"IFERROR(IF('Forside Print'!$E$12=1,BT22,BT22/12),\"\")","v":0},{"$f":"IFERROR(IF('Forside Print'!$E$12=1,BT58,BT58/12),\"\")","v":0},{"$f":"IFERROR(IF('Forside Print'!$E$12=1,BU22,BU22/12),\"\")","v":0},{"$f":"IFERROR(IF('Forside Print'!$E$12=1,BU58,BU58/12),\"\")","v":0},{"$f":"IFERROR(IF('Forside Print'!$E$12=1,BV22,BV22/12),\"\")","v":0},{"$f":"IFERROR(IF('Forside Print'!$E$12=1,BV58,BV58/12),\"\")","v":0},{"$f":"IFERROR(IF('Forside Print'!$E$12=1,BW22,BW22/12),\"\")","v":0},{"$f":"IFERROR(IF('Forside Print'!$E$12=1,BW58,BW58/12),\"\")","v":0},null,"5.1 Faste omkostninger til energispareindsats",0,0,null,{"$f":"IFERROR(IF('Forside Print'!$E$12=1,CA22,CA22/12),\"\")","v":0},{"$f":"IFERROR(IF('Forside Print'!$E$12=1,CA58,CA58/12),\"\")","v":0},{"$f":"IFERROR(IF('Forside Print'!$E$12=1,CB22,CB22/12),\"\")","v":0},{"$f":"IFERROR(IF('Forside Print'!$E$12=1,CB58,CB58/12),\"\")","v":0},{"$f":"IFERROR(IF('Forside Print'!$E$12=1,CC22,CC22/12),\"\")","v":0},{"$f":"IFERROR(IF('Forside Print'!$E$12=1,CC58,CC58/12),\"\")","v":0},{"$f":"IFERROR(IF('Forside Print'!$E$12=1,CD22,CD22/12),\"\")","v":0},{"$f":"IFERROR(IF('Forside Print'!$E$12=1,CD58,CD58/12),\"\")","v":0},{"$f":"IFERROR(IF('Forside Print'!$E$12=1,CE22,CE22/12),\"\")","v":0},{"$f":"IFERROR(IF('Forside Print'!$E$12=1,CE58,CE58/12),\"\")","v":0},{"$f":"IFERROR(IF('Forside Print'!$E$12=1,CF22,CF22/12),\"\")","v":0},{"$f":"IFERROR(IF('Forside Print'!$E$12=1,CF58,CF58/12),\"\")","v":0},{"$f":"IFERROR(IF('Forside Print'!$E$12=1,CG22,CG22/12),\"\")","v":0},{"$f":"IFERROR(IF('Forside Print'!$E$12=1,CG58,CG58/12),\"\")","v":0},{"$f":"IFERROR(IF('Forside Print'!$E$12=1,CH22,CH22/12),\"\")","v":0},{"$f":"IFERROR(IF('Forside Print'!$E$12=1,CH58,CH58/12),\"\")","v":0},null,{"$f":"IFERROR(IF('Forside Print'!$E$12=1,CJ22,CJ22/12),\"\")","v":0},{"$f":"IFERROR(IF('Forside Print'!$E$12=1,CJ58,CJ58/12),\"\")","v":0},{"$f":"IFERROR(IF('Forside Print'!$E$12=1,CK22,CK22/12),\"\")","v":0},{"$f":"IFERROR(IF('Forside Print'!$E$12=1,CK58,CK58/12),\"\")","v":0},null,null,null,null,null,null,null,null,null,null,null,null,null,null,null,null,null,"5.1 Faste omkostninger til energispareindsats",{"$f":"OFFSET('4.5 Beregning - Tariffer'!$BQ$15,$CN22,BN$6+MATCH($CO22,'4.5 Beregning - Tariffer'!$BQ$15:$CK$15,0)-2)","v":0},{"$f":"OFFSET('4.5 Beregning - Tariffer'!$BQ$15,$CN22,BO$6+MATCH($CO22,'4.5 Beregning - Tariffer'!$BQ$15:$CK$15,0)-2)","v":0},{"$f":"OFFSET('4.5 Beregning - Tariffer'!$BQ$15,$CN22,BP$6+MATCH($CO22,'4.5 Beregning - Tariffer'!$BQ$15:$CK$15,0)-2)","v":0},{"$f":"OFFSET('4.5 Beregning - Tariffer'!$BQ$15,$CN22,BQ$6+MATCH($CO22,'4.5 Beregning - Tariffer'!$BQ$15:$CK$15,0)-2)","v":0},null,{"$f":"OFFSET('4.3 Beregning - Abonnement'!$S$10,$CN23,BS$6+MATCH($CO23,'4.3 Beregning - Abonnement'!$S$10:$AU$10,0)-2)","v":0},{"$f":"OFFSET('4.3 Beregning - Abonnement'!$S$10,$CN23,BT$6+MATCH($CO23,'4.3 Beregning - Abonnement'!$S$10:$AU$10,0)-2)","v":0},{"$f":"OFFSET('4.3 Beregning - Abonnement'!$S$10,$CN23,BU$6+MATCH($CO23,'4.3 Beregning - Abonnement'!$S$10:$AU$10,0)-2)","v":0},{"$f":"OFFSET('4.3 Beregning - Abonnement'!$S$10,$CN23,BV$6+MATCH($CO23,'4.3 Beregning - Abonnement'!$S$10:$AU$10,0)-2)","v":0},{"$f":"OFFSET('4.3 Beregning - Abonnement'!$S$10,$CN23,BW$6+MATCH($CO23,'4.3 Beregning - Abonnement'!$S$10:$AU$10,0)-2)","v":0},null,{"$f":"OFFSET('4.5 Beregning - Tariffer'!$AU$15,$CN22,COUNTA('4.5 Beregning - Tariffer'!$AU$16:AU$16)+MATCH($CO22,'4.5 Beregning - Tariffer'!$AU$15:$BO$15,0)-2)","v":0},null,{"$f":"OFFSET('4.3 Beregning - Abonnement'!$AW$10,$CN23,BS$6+MATCH($CO23,'4.3 Beregning - Abonnement'!$AW$10:$BY$10,0)-2)","v":0},{"$f":"OFFSET('4.3 Beregning - Abonnement'!$AW$10,$CN23,BT$6+MATCH($CO23,'4.3 Beregning - Abonnement'!$AW$10:$BY$10,0)-2)","v":0},{"$f":"OFFSET('4.3 Beregning - Abonnement'!$AW$10,$CN23,BU$6+MATCH($CO23,'4.3 Beregning - Abonnement'!$AW$10:$BY$10,0)-2)","v":0},{"$f":"OFFSET('4.3 Beregning - Abonnement'!$CA$10,$CN23,BU$6+MATCH($CO23,'4.3 Beregning - Abonnement'!$CA$10:$DC$10,0)-2)","v":0},{"$f":"OFFSET('4.3 Beregning - Abonnement'!$AW$10,$CN23,BV$6+MATCH($CO23,'4.3 Beregning - Abonnement'!$AW$10:$BY$10,0)-2)","v":0},{"$f":"OFFSET('4.3 Beregning - Abonnement'!$CA$10,$CN23,BV$6+MATCH($CO23,'4.3 Beregning - Abonnement'!$CA$10:$DC$10,0)-2)","v":0},{"$f":"OFFSET('4.3 Beregning - Abonnement'!$AW$10,$CN23,BW$6+MATCH($CO23,'4.3 Beregning - Abonnement'!$AW$10:$BY$10,0)-2)","v":0},{"$f":"OFFSET('4.3 Beregning - Abonnement'!$CA$10,$CN23,BW$6+MATCH($CO23,'4.3 Beregning - Abonnement'!$CA$10:$DC$10,0)-2)","v":0},null,{"$f":"OFFSET('4.3 Beregning - Abonnement'!$DE$10,$CN23,CJ$6+MATCH($CO23,'4.3 Beregning - Abonnement'!$DE$10:$DN$10,0)-2)","v":0},{"$f":"OFFSET('4.3 Beregning - Abonnement'!$DE$10,$CN23,CK$6+MATCH($CO23,'4.3 Beregning - Abonnement'!$DE$10:$DN$10,0)-2)","v":0},null,1,14,"A høj",{"$f":"'4.5 Beregning - Tariffer'!B29","v":"5.1 Faste omkostninger til energispareindsats"},{"$f":"'gl værdier abonn'!B29","v":"6.2 Omkostninger ved nettab (transformerstationer)"}]
["5.2 Variable omkostninger til energispareindsats",null,0,0,0,0,0,0,0,0,null,{"$f":"IFERROR(IF('Forside Print'!$E$12=1,BS23,BS23/12),\"\")","v":0},{"$f":"IFERROR(IF('Forside Print'!$E$12=1,BS59,BS59/12),\"\")","v":0},{"$f":"IFERROR(IF('Forside Print'!$E$12=1,BT23,BT23/12),\"\")","v":0},{"$f":"IFERROR(IF('Forside Print'!$E$12=1,BT59,BT59/12),\"\")","v":0},{"$f":"IFERROR(IF('Forside Print'!$E$12=1,BU23,BU23/12),\"\")","v":0},{"$f":"IFERROR(IF('Forside Print'!$E$12=1,BU59,BU59/12),\"\")","v":0},{"$f":"IFERROR(IF('Forside Print'!$E$12=1,BV23,BV23/12),\"\")","v":0},{"$f":"IFERROR(IF('Forside Print'!$E$12=1,BV59,BV59/12),\"\")","v":0},{"$f":"IFERROR(IF('Forside Print'!$E$12=1,BW23,BW23/12),\"\")","v":0},{"$f":"IFERROR(IF('Forside Print'!$E$12=1,BW59,BW59/12),\"\")","v":0},null,"5.2 Variable omkostninger til energispareindsats",0,0,null,{"$f":"IFERROR(IF('Forside Print'!$E$12=1,CA23,CA23/12),\"\")","v":0},{"$f":"IFERROR(IF('Forside Print'!$E$12=1,CA59,CA59/12),\"\")","v":0},{"$f":"IFERROR(IF('Forside Print'!$E$12=1,CB23,CB23/12),\"\")","v":0},{"$f":"IFERROR(IF('Forside Print'!$E$12=1,CB59,CB59/12),\"\")","v":0},{"$f":"IFERROR(IF('Forside Print'!$E$12=1,CC23,CC23/12),\"\")","v":0},{"$f":"IFERROR(IF('Forside Print'!$E$12=1,CC59,CC59/12),\"\")","v":0},{"$f":"IFERROR(IF('Forside Print'!$E$12=1,CD23,CD23/12),\"\")","v":0},{"$f":"IFERROR(IF('Forside Print'!$E$12=1,CD59,CD59/12),\"\")","v":0},{"$f":"IFERROR(IF('Forside Print'!$E$12=1,CE23,CE23/12),\"\")","v":0},{"$f":"IFERROR(IF('Forside Print'!$E$12=1,CE59,CE59/12),\"\")","v":0},{"$f":"IFERROR(IF('Forside Print'!$E$12=1,CF23,CF23/12),\"\")","v":0},{"$f":"IFERROR(IF('Forside Print'!$E$12=1,CF59,CF59/12),\"\")","v":0},{"$f":"IFERROR(IF('Forside Print'!$E$12=1,CG23,CG23/12),\"\")","v":0},{"$f":"IFERROR(IF('Forside Print'!$E$12=1,CG59,CG59/12),\"\")","v":0},{"$f":"IFERROR(IF('Forside Print'!$E$12=1,CH23,CH23/12),\"\")","v":0},{"$f":"IFERROR(IF('Forside Print'!$E$12=1,CH59,CH59/12),\"\")","v":0},null,{"$f":"IFERROR(IF('Forside Print'!$E$12=1,CJ23,CJ23/12),\"\")","v":0},{"$f":"IFERROR(IF('Forside Print'!$E$12=1,CJ59,CJ59/12),\"\")","v":0},{"$f":"IFERROR(IF('Forside Print'!$E$12=1,CK23,CK23/12),\"\")","v":0},{"$f":"IFERROR(IF('Forside Print'!$E$12=1,CK59,CK59/12),\"\")","v":0},null,null,null,null,null,null,null,null,null,null,null,null,null,null,null,null,null,"5.2 Variable omkostninger til energispareindsats",{"$f":"OFFSET('4.5 Beregning - Tariffer'!$BQ$15,$CN23,BN$6+MATCH($CO23,'4.5 Beregning - Tariffer'!$BQ$15:$CK$15,0)-2)","v":0},{"$f":"OFFSET('4.5 Beregning - Tariffer'!$BQ$15,$CN23,BO$6+MATCH($CO23,'4.5 Beregning - Tariffer'!$BQ$15:$CK$15,0)-2)","v":0},{"$f":"OFFSET('4.5 Beregning - Tariffer'!$BQ$15,$CN23,BP$6+MATCH($CO23,'4.5 Beregning - Tariffer'!$BQ$15:$CK$15,0)-2)","v":0},{"$f":"OFFSET('4.5 Beregning - Tariffer'!$BQ$15,$CN23,BQ$6+MATCH($CO23,'4.5 Beregning - Tariffer'!$BQ$15:$CK$15,0)-2)","v":0},null,{"$f":"OFFSET('4.3 Beregning - Abonnement'!$S$10,$CN24,BS$6+MATCH($CO24,'4.3 Beregning - Abonnement'!$S$10:$AU$10,0)-2)","v":0},{"$f":"OFFSET('4.3 Beregning - Abonnement'!$S$10,$CN24,BT$6+MATCH($CO24,'4.3 Beregning - Abonnement'!$S$10:$AU$10,0)-2)","v":0},{"$f":"OFFSET('4.3 Beregning - Abonnement'!$S$10,$CN24,BU$6+MATCH($CO24,'4.3 Beregning - Abonnement'!$S$10:$AU$10,0)-2)","v":0},{"$f":"OFFSET('4.3 Beregning - Abonnement'!$S$10,$CN24,BV$6+MATCH($CO24,'4.3 Beregning - Abonnement'!$S$10:$AU$10,0)-2)","v":0},{"$f":"OFFSET('4.3 Beregning - Abonnement'!$S$10,$CN24,BW$6+MATCH($CO24,'4.3 Beregning - Abonnement'!$S$10:$AU$10,0)-2)","v":0},null,{"$f":"OFFSET('4.5 Beregning - Tariffer'!$AU$15,$CN23,COUNTA('4.5 Beregning - Tariffer'!$AU$16:AU$16)+MATCH($CO23,'4.5 Beregning - Tariffer'!$AU$15:$BO$15,0)-2)","v":0},null,{"$f":"OFFSET('4.3 Beregning - Abonnement'!$AW$10,$CN24,BS$6+MATCH($CO24,'4.3 Beregning - Abonnement'!$AW$10:$BY$10,0)-2)","v":0},{"$f":"OFFSET('4.3 Beregning - Abonnement'!$AW$10,$CN24,BT$6+MATCH($CO24,'4.3 Beregning - Abonnement'!$AW$10:$BY$10,0)-2)","v":0},{"$f":"OFFSET('4.3 Beregning - Abonnement'!$AW$10,$CN24,BU$6+MATCH($CO24,'4.3 Beregning - Abonnement'!$AW$10:$BY$10,0)-2)","v":0},{"$f":"OFFSET('4.3 Beregning - Abonnement'!$CA$10,$CN24,BU$6+MATCH($CO24,'4.3 Beregning - Abonnement'!$CA$10:$DC$10,0)-2)","v":0},{"$f":"OFFSET('4.3 Beregning - Abonnement'!$AW$10,$CN24,BV$6+MATCH($CO24,'4.3 Beregning - Abonnement'!$AW$10:$BY$10,0)-2)","v":0},{"$f":"OFFSET('4.3 Beregning - Abonnement'!$CA$10,$CN24,BV$6+MATCH($CO24,'4.3 Beregning - Abonnement'!$CA$10:$DC$10,0)-2)","v":0},{"$f":"OFFSET('4.3 Beregning - Abonnement'!$AW$10,$CN24,BW$6+MATCH($CO24,'4.3 Beregning - Abonnement'!$AW$10:$BY$10,0)-2)","v":0},{"$f":"OFFSET('4.3 Beregning - Abonnement'!$CA$10,$CN24,BW$6+MATCH($CO24,'4.3 Beregning - Abonnement'!$CA$10:$DC$10,0)-2)","v":0},null,{"$f":"OFFSET('4.3 Beregning - Abonnement'!$DE$10,$CN24,CJ$6+MATCH($CO24,'4.3 Beregning - Abonnement'!$DE$10:$DN$10,0)-2)","v":0},{"$f":"OFFSET('4.3 Beregning - Abonnement'!$DE$10,$CN24,CK$6+MATCH($CO24,'4.3 Beregning - Abonnement'!$DE$10:$DN$10,0)-2)","v":0},null,1,15,"A høj",{"$f":"'4.5 Beregning - Tariffer'!B30","v":"5.2 Variable omkostninger til energispareindsats"},{"$f":"'gl værdier abonn'!B30","v":"7. ØVRIGE OMKOSTNINGER"}]
["6. NETTAB",null,0,0,0,0,0,0,0,0,null,{"$f":"IFERROR(IF('Forside Print'!$E$12=1,BS24,BS24/12),\"\")","v":0},{"$f":"IFERROR(IF('Forside Print'!$E$12=1,BS60,BS60/12),\"\")","v":0},{"$f":"IFERROR(IF('Forside Print'!$E$12=1,BT24,BT24/12),\"\")","v":0},{"$f":"IFERROR(IF('Forside Print'!$E$12=1,BT60,BT60/12),\"\")","v":0},{"$f":"IFERROR(IF('Forside Print'!$E$12=1,BU24,BU24/12),\"\")","v":0},{"$f":"IFERROR(IF('Forside Print'!$E$12=1,BU60,BU60/12),\"\")","v":0},{"$f":"IFERROR(IF('Forside Print'!$E$12=1,BV24,BV24/12),\"\")","v":0},{"$f":"IFERROR(IF('Forside Print'!$E$12=1,BV60,BV60/12),\"\")","v":0},{"$f":"IFERROR(IF('Forside Print'!$E$12=1,BW24,BW24/12),\"\")","v":0},{"$f":"IFERROR(IF('Forside Print'!$E$12=1,BW60,BW60/12),\"\")","v":0},null,"6. NETTAB",0,0,null,{"$f":"IFERROR(IF('Forside Print'!$E$12=1,CA24,CA24/12),\"\")","v":0},{"$f":"IFERROR(IF('Forside Print'!$E$12=1,CA60,CA60/12),\"\")","v":0},{"$f":"IFERROR(IF('Forside Print'!$E$12=1,CB24,CB24/12),\"\")","v":0},{"$f":"IFERROR(IF('Forside Print'!$E$12=1,CB60,CB60/12),\"\")","v":0},{"$f":"IFERROR(IF('Forside Print'!$E$12=1,CC24,CC24/12),\"\")","v":0},{"$f":"IFERROR(IF('Forside Print'!$E$12=1,CC60,CC60/12),\"\")","v":0},{"$f":"IFERROR(IF('Forside Print'!$E$12=1,CD24,CD24/12),\"\")","v":0},{"$f":"IFERROR(IF('Forside Print'!$E$12=1,CD60,CD60/12),\"\")","v":0},{"$f":"IFERROR(IF('Forside Print'!$E$12=1,CE24,CE24/12),\"\")","v":0},{"$f":"IFERROR(IF('Forside Print'!$E$12=1,CE60,CE60/12),\"\")","v":0},{"$f":"IFERROR(IF('Forside Print'!$E$12=1,CF24,CF24/12),\"\")","v":0},{"$f":"IFERROR(IF('Forside Print'!$E$12=1,CF60,CF60/12),\"\")","v":0},{"$f":"IFERROR(IF('Forside Print'!$E$12=1,CG24,CG24/12),\"\")","v":0},{"$f":"IFERROR(IF('Forside Print'!$E$12=1,CG60,CG60/12),\"\")","v":0},{"$f":"IFERROR(IF('Forside Print'!$E$12=1,CH24,CH24/12),\"\")","v":0},{"$f":"IFERROR(IF('Forside Print'!$E$12=1,CH60,CH60/12),\"\")","v":0},null,{"$f":"IFERROR(IF('Forside Print'!$E$12=1,CJ24,CJ24/12),\"\")","v":0},{"$f":"IFERROR(IF('Forside Print'!$E$12=1,CJ60,CJ60/12),\"\")","v":0},{"$f":"IFERROR(IF('Forside Print'!$E$12=1,CK24,CK24/12),\"\")","v":0},{"$f":"IFERROR(IF('Forside Print'!$E$12=1,CK60,CK60/12),\"\")","v":0},null,null,null,null,null,null,null,null,null,null,null,null,null,null,null,null,null,"6. NETTAB",{"$f":"OFFSET('4.5 Beregning - Tariffer'!$BQ$15,$CN24,BN$6+MATCH($CO24,'4.5 Beregning - Tariffer'!$BQ$15:$CK$15,0)-2)","v":0},{"$f":"OFFSET('4.5 Beregning - Tariffer'!$BQ$15,$CN24,BO$6+MATCH($CO24,'4.5 Beregning - Tariffer'!$BQ$15:$CK$15,0)-2)","v":0},{"$f":"OFFSET('4.5 Beregning - Tariffer'!$BQ$15,$CN24,BP$6+MATCH($CO24,'4.5 Beregning - Tariffer'!$BQ$15:$CK$15,0)-2)","v":0},{"$f":"OFFSET('4.5 Beregning - Tariffer'!$BQ$15,$CN24,BQ$6+MATCH($CO24,'4.5 Beregning - Tariffer'!$BQ$15:$CK$15,0)-2)","v":0},null,{"$f":"OFFSET('4.3 Beregning - Abonnement'!$S$10,$CN25,BS$6+MATCH($CO25,'4.3 Beregning - Abonnement'!$S$10:$AU$10,0)-2)","v":0},{"$f":"OFFSET('4.3 Beregning - Abonnement'!$S$10,$CN25,BT$6+MATCH($CO25,'4.3 Beregning - Abonnement'!$S$10:$AU$10,0)-2)","v":0},{"$f":"OFFSET('4.3 Beregning - Abonnement'!$S$10,$CN25,BU$6+MATCH($CO25,'4.3 Beregning - Abonnement'!$S$10:$AU$10,0)-2)","v":0},{"$f":"OFFSET('4.3 Beregning - Abonnement'!$S$10,$CN25,BV$6+MATCH($CO25,'4.3 Beregning - Abonnement'!$S$10:$AU$10,0)-2)","v":0},{"$f":"OFFSET('4.3 Beregning - Abonnement'!$S$10,$CN25,BW$6+MATCH($CO25,'4.3 Beregning - Abonnement'!$S$10:$AU$10,0)-2)","v":0},null,{"$f":"OFFSET('4.5 Beregning - Tariffer'!$AU$15,$CN24,COUNTA('4.5 Beregning - Tariffer'!$AU$16:AU$16)+MATCH($CO24,'4.5 Beregning - Tariffer'!$AU$15:$BO$15,0)-2)","v":0},null,{"$f":"OFFSET('4.3 Beregning - Abonnement'!$AW$10,$CN25,BS$6+MATCH($CO25,'4.3 Beregning - Abonnement'!$AW$10:$BY$10,0)-2)","v":0},{"$f":"OFFSET('4.3 Beregning - Abonnement'!$AW$10,$CN25,BT$6+MATCH($CO25,'4.3 Beregning - Abonnement'!$AW$10:$BY$10,0)-2)","v":0},{"$f":"OFFSET('4.3 Beregning - Abonnement'!$AW$10,$CN25,BU$6+MATCH($CO25,'4.3 Beregning - Abonnement'!$AW$10:$BY$10,0)-2)","v":0},{"$f":"OFFSET('4.3 Beregning - Abonnement'!$CA$10,$CN25,BU$6+MATCH($CO25,'4.3 Beregning - Abonnement'!$CA$10:$DC$10,0)-2)","v":0},{"$f":"OFFSET('4.3 Beregning - Abonnement'!$AW$10,$CN25,BV$6+MATCH($CO25,'4.3 Beregning - Abonnement'!$AW$10:$BY$10,0)-2)","v":0},{"$f":"OFFSET('4.3 Beregning - Abonnement'!$CA$10,$CN25,BV$6+MATCH($CO25,'4.3 Beregning - Abonnement'!$CA$10:$DC$10,0)-2)","v":0},{"$f":"OFFSET('4.3 Beregning - Abonnement'!$AW$10,$CN25,BW$6+MATCH($CO25,'4.3 Beregning - Abonnement'!$AW$10:$BY$10,0)-2)","v":0},{"$f":"OFFSET('4.3 Beregning - Abonnement'!$CA$10,$CN25,BW$6+MATCH($CO25,'4.3 Beregning - Abonnement'!$CA$10:$DC$10,0)-2)","v":0},null,{"$f":"OFFSET('4.3 Beregning - Abonnement'!$DE$10,$CN25,CJ$6+MATCH($CO25,'4.3 Beregning - Abonnement'!$DE$10:$DN$10,0)-2)","v":0},{"$f":"OFFSET('4.3 Beregning - Abonnement'!$DE$10,$CN25,CK$6+MATCH($CO25,'4.3 Beregning - Abonnement'!$DE$10:$DN$10,0)-2)","v":0},null,1,16,"A høj",{"$f":"'4.5 Beregning - Tariffer'!B31","v":"6. NETTAB"},{"$f":"'gl værdier abonn'!B31","v":"7.1 Øvrige omkostninger"}]
["6.1 Omkostninger ved nettab (kun ledningsnet)",null,"",0,"",0,"",0,"",0,null,{"$f":"IFERROR(IF('Forside Print'!$E$12=1,BS25,BS25/12),\"\")","v":0},{"$f":"IFERROR(IF('Forside Print'!$E$12=1,BS61,BS61/12),\"\")","v":0},{"$f":"IFERROR(IF('Forside Print'!$E$12=1,BT25,BT25/12),\"\")","v":0},{"$f":"IFERROR(IF('Forside Print'!$E$12=1,BT61,BT61/12),\"\")","v":0},{"$f":"IFERROR(IF('Forside Print'!$E$12=1,BU25,BU25/12),\"\")","v":0},{"$f":"IFERROR(IF('Forside Print'!$E$12=1,BU61,BU61/12),\"\")","v":0},{"$f":"IFERROR(IF('Forside Print'!$E$12=1,BV25,BV25/12),\"\")","v":0},{"$f":"IFERROR(IF('Forside Print'!$E$12=1,BV61,BV61/12),\"\")","v":0},{"$f":"IFERROR(IF('Forside Print'!$E$12=1,BW25,BW25/12),\"\")","v":0},{"$f":"IFERROR(IF('Forside Print'!$E$12=1,BW61,BW61/12),\"\")","v":0},null,"6.1 Omkostninger ved nettab (kun ledningsnet)",0,0,null,{"$f":"IFERROR(IF('Forside Print'!$E$12=1,CA25,CA25/12),\"\")","v":0},{"$f":"IFERROR(IF('Forside Print'!$E$12=1,CA61,CA61/12),\"\")","v":0},{"$f":"IFERROR(IF('Forside Print'!$E$12=1,CB25,CB25/12),\"\")","v":0},{"$f":"IFERROR(IF('Forside Print'!$E$12=1,CB61,CB61/12),\"\")","v":0},{"$f":"IFERROR(IF('Forside Print'!$E$12=1,CC25,CC25/12),\"\")","v":0},{"$f":"IFERROR(IF('Forside Print'!$E$12=1,CC61,CC61/12),\"\")","v":0},{"$f":"IFERROR(IF('Forside Print'!$E$12=1,CD25,CD25/12),\"\")","v":0},{"$f":"IFERROR(IF('Forside Print'!$E$12=1,CD61,CD61/12),\"\")","v":0},{"$f":"IFERROR(IF('Forside Print'!$E$12=1,CE25,CE25/12),\"\")","v":0},{"$f":"IFERROR(IF('Forside Print'!$E$12=1,CE61,CE61/12),\"\")","v":0},{"$f":"IFERROR(IF('Forside Print'!$E$12=1,CF25,CF25/12),\"\")","v":0},{"$f":"IFERROR(IF('Forside Print'!$E$12=1,CF61,CF61/12),\"\")","v":0},{"$f":"IFERROR(IF('Forside Print'!$E$12=1,CG25,CG25/12),\"\")","v":0},{"$f":"IFERROR(IF('Forside Print'!$E$12=1,CG61,CG61/12),\"\")","v":0},{"$f":"IFERROR(IF('Forside Print'!$E$12=1,CH25,CH25/12),\"\")","v":0},{"$f":"IFERROR(IF('Forside Print'!$E$12=1,CH61,CH61/12),\"\")","v":0},null,{"$f":"IFERROR(IF('Forside Print'!$E$12=1,CJ25,CJ25/12),\"\")","v":0},{"$f":"IFERROR(IF('Forside Print'!$E$12=1,CJ61,CJ61/12),\"\")","v":0},{"$f":"IFERROR(IF('Forside Print'!$E$12=1,CK25,CK25/12),\"\")","v":0},{"$f":"IFERROR(IF('Forside Print'!$E$12=1,CK61,CK61/12),\"\")","v":0},null,null,null,null,null,null,null,null,null,null,null,null,null,null,null,null,null,"6.1 Omkostninger ved nettab (kun ledningsnet)",{"$f":"OFFSET('4.5 Beregning - Tariffer'!$BQ$15,$CN25,BN$6+MATCH($CO25,'4.5 Beregning - Tariffer'!$BQ$15:$CK$15,0)-2)","v":{"$error":"#DIV/0!"}},{"$f":"OFFSET('4.5 Beregning - Tariffer'!$BQ$15,$CN25,BO$6+MATCH($CO25,'4.5 Beregning - Tariffer'!$BQ$15:$CK$15,0)-2)","v":{"$error":"#DIV/0!"}},{"$f":"OFFSET('4.5 Beregning - Tariffer'!$BQ$15,$CN25,BP$6+MATCH($CO25,'4.5 Beregning - Tariffer'!$BQ$15:$CK$15,0)-2)","v":{"$error":"#DIV/0!"}},{"$f":"OFFSET('4.5 Beregning - Tariffer'!$BQ$15,$CN25,BQ$6+MATCH($CO25,'4.5 Beregning - Tariffer'!$BQ$15:$CK$15,0)-2)","v":{"$error":"#DIV/0!"}},null,{"$f":"OFFSET('4.3 Beregning - Abonnement'!$S$10,$CN26,BS$6+MATCH($CO26,'4.3 Beregning - Abonnement'!$S$10:$AU$10,0)-2)","v":0},{"$f":"OFFSET('4.3 Beregning - Abonnement'!$S$10,$CN26,BT$6+MATCH($CO26,'4.3 Beregning - Abonnement'!$S$10:$AU$10,0)-2)","v":0},{"$f":"OFFSET('4.3 Beregning - Abonnement'!$S$10,$CN26,BU$6+MATCH($CO26,'4.3 Beregning - Abonnement'!$S$10:$AU$10,0)-2)","v":0},{"$f":"OFFSET('4.3 Beregning - Abonnement'!$S$10,$CN26,BV$6+MATCH($CO26,'4.3 Beregning - Abonnement'!$S$10:$AU$10,0)-2)","v":0},{"$f":"OFFSET('4.3 Beregning - Abonnement'!$S$10,$CN26,BW$6+MATCH($CO26,'4.3 Beregning - Abonnement'!$S$10:$AU$10,0)-2)","v":0},null,{"$f":"OFFSET('4.5 Beregning - Tariffer'!$AU$15,$CN25,COUNTA('4.5 Beregning - Tariffer'!$AU$16:AU$16)+MATCH($CO25,'4.5 Beregning - Tariffer'!$AU$15:$BO$15,0)-2)","v":0},null,{"$f":"OFFSET('4.3 Beregning - Abonnement'!$AW$10,$CN26,BS$6+MATCH($CO26,'4.3 Beregning - Abonnement'!$AW$10:$BY$10,0)-2)","v":0},{"$f":"OFFSET('4.3 Beregning - Abonnement'!$AW$10,$CN26,BT$6+MATCH($CO26,'4.3 Beregning - Abonnement'!$AW$10:$BY$10,0)-2)","v":0},{"$f":"OFFSET('4.3 Beregning - Abonnement'!$AW$10,$CN26,BU$6+MATCH($CO26,'4.3 Beregning - Abonnement'!$AW$10:$BY$10,0)-2)","v":0},{"$f":"OFFSET('4.3 Beregning - Abonnement'!$CA$10,$CN26,BU$6+MATCH($CO26,'4.3 Beregning - Abonnement'!$CA$10:$DC$10,0)-2)","v":0},{"$f":"OFFSET('4.3 Beregning - Abonnement'!$AW$10,$CN26,BV$6+MATCH($CO26,'4.3 Beregning - Abonnement'!$AW$10:$BY$10,0)-2)","v":0},{"$f":"OFFSET('4.3 Beregning - Abonnement'!$CA$10,$CN26,BV$6+MATCH($CO26,'4.3 Beregning - Abonnement'!$CA$10:$DC$10,0)-2)","v":0},{"$f":"OFFSET('4.3 Beregning - Abonnement'!$AW$10,$CN26,BW$6+MATCH($CO26,'4.3 Beregning - Abonnement'!$AW$10:$BY$10,0)-2)","v":0},{"$f":"OFFSET('4.3 Beregning - Abonnement'!$CA$10,$CN26,BW$6+MATCH($CO26,'4.3 Beregning - Abonnement'!$CA$10:$DC$10,0)-2)","v":0},null,{"$f":"OFFSET('4.3 Beregning - Abonnement'!$DE$10,$CN26,CJ$6+MATCH($CO26,'4.3 Beregning - Abonnement'!$DE$10:$DN$10,0)-2)","v":0},{"$f":"OFFSET('4.3 Beregning - Abonnement'!$DE$10,$CN26,CK$6+MATCH($CO26,'4.3 Beregning - Abonnement'!$DE$10:$DN$10,0)-2)","v":0},null,1,17,"A høj",{"$f":"'4.5 Beregning - Tariffer'!B32","v":"6.1 Omkostninger ved nettab (kun ledningsnet)"},{"$f":"'gl værdier abonn'!B32","v":"8. AFSKRIVNINGER"}]
["6.2 Omkostninger ved nettab (transformerstationer)",null,0,0,0,0,0,0,0,0,null,{"$f":"IFERROR(IF('Forside Print'!$E$12=1,BS26,BS26/12),\"\")","v":0},{"$f":"IFERROR(IF('Forside Print'!$E$12=1,BS62,BS62/12),\"\")","v":0},{"$f":"IFERROR(IF('Forside Print'!$E$12=1,BT26,BT26/12),\"\")","v":0},{"$f":"IFERROR(IF('Forside Print'!$E$12=1,BT62,BT62/12),\"\")","v":0},{"$f":"IFERROR(IF('Forside Print'!$E$12=1,BU26,BU26/12),\"\")","v":0},{"$f":"IFERROR(IF('Forside Print'!$E$12=1,BU62,BU62/12),\"\")","v":0},{"$f":"IFERROR(IF('Forside Print'!$E$12=1,BV26,BV26/12),\"\")","v":0},{"$f":"IFERROR(IF('Forside Print'!$E$12=1,BV62,BV62/12),\"\")","v":0},{"$f":"IFERROR(IF('Forside Print'!$E$12=1,BW26,BW26/12),\"\")","v":0},{"$f":"IFERROR(IF('Forside Print'!$E$12=1,BW62,BW62/12),\"\")","v":0},null,"6.2 Omkostninger ved nettab (transformerstationer)",0,0,null,{"$f":"IFERROR(IF('Forside Print'!$E$12=1,CA26,CA26/12),\"\")","v":0},{"$f":"IFERROR(IF('Forside Print'!$E$12=1,CA62,CA62/12),\"\")","v":0},{"$f":"IFERROR(IF('Forside Print'!$E$12=1,CB26,CB26/12),\"\")","v":0},{"$f":"IFERROR(IF('Forside Print'!$E$12=1,CB62,CB62/12),\"\")","v":0},{"$f":"IFERROR(IF('Forside Print'!$E$12=1,CC26,CC26/12),\"\")","v":0},{"$f":"IFERROR(IF('Forside Print'!$E$12=1,CC62,CC62/12),\"\")","v":0},{"$f":"IFERROR(IF('Forside Print'!$E$12=1,CD26,CD26/12),\"\")","v":0},{"$f":"IFERROR(IF('Forside Print'!$E$12=1,CD62,CD62/12),\"\")","v":0},{"$f":"IFERROR(IF('Forside Print'!$E$12=1,CE26,CE26/12),\"\")","v":0},{"$f":"IFERROR(IF('Forside Print'!$E$12=1,CE62,CE62/12),\"\")","v":0},{"$f":"IFERROR(IF('Forside Print'!$E$12=1,CF26,CF26/12),\"\")","v":0},{"$f":"IFERROR(IF('Forside Print'!$E$12=1,CF62,CF62/12),\"\")","v":0},{"$f":"IFERROR(IF('Forside Print'!$E$12=1,CG26,CG26/12),\"\")","v":0},{"$f":"IFERROR(IF('Forside Print'!$E$12=1,CG62,CG62/12),\"\")","v":0},{"$f":"IFERROR(IF('Forside Print'!$E$12=1,CH26,CH26/12),\"\")","v":0},{"$f":"IFERROR(IF('Forside Print'!$E$12=1,CH62,CH62/12),\"\")","v":0},null,{"$f":"IFERROR(IF('Forside Print'!$E$12=1,CJ26,CJ26/12),\"\")","v":0},{"$f":"IFERROR(IF('Forside Print'!$E$12=1,CJ62,CJ62/12),\"\")","v":0},{"$f":"IFERROR(IF('Forside Print'!$E$12=1,CK26,CK26/12),\"\")","v":0},{"$f":"IFERROR(IF('Forside Print'!$E$12=1,CK62,CK62/12),\"\")","v":0},null,null,null,null,null,null,null,null,null,null,null,null,null,null,null,null,null,"6.2 Omkostninger ved nettab (transformerstationer)",{"$f":"OFFSET('4.5 Beregning - Tariffer'!$BQ$15,$CN26,BN$6+MATCH($CO26,'4.5 Beregning - Tariffer'!$BQ$15:$CK$15,0)-2)","v":0},{"$f":"OFFSET('4.5 Beregning - Tariffer'!$BQ$15,$CN26,BO$6+MATCH($CO26,'4.5 Beregning - Tariffer'!$BQ$15:$CK$15,0)-2)","v":0},{"$f":"OFFSET('4.5 Beregning - Tariffer'!$BQ$15,$CN26,BP$6+MATCH($CO26,'4.5 Beregning - Tariffer'!$BQ$15:$CK$15,0)-2)","v":0},{"$f":"OFFSET('4.5 Beregning - Tariffer'!$BQ$15,$CN26,BQ$6+MATCH($CO26,'4.5 Beregning - Tariffer'!$BQ$15:$CK$15,0)-2)","v":0},null,{"$f":"OFFSET('4.3 Beregning - Abonnement'!$S$10,$CN27,BS$6+MATCH($CO27,'4.3 Beregning - Abonnement'!$S$10:$AU$10,0)-2)","v":0},{"$f":"OFFSET('4.3 Beregning - Abonnement'!$S$10,$CN27,BT$6+MATCH($CO27,'4.3 Beregning - Abonnement'!$S$10:$AU$10,0)-2)","v":0},{"$f":"OFFSET('4.3 Beregning - Abonnement'!$S$10,$CN27,BU$6+MATCH($CO27,'4.3 Beregning - Abonnement'!$S$10:$AU$10,0)-2)","v":0},{"$f":"OFFSET('4.3 Beregning - Abonnement'!$S$10,$CN27,BV$6+MATCH($CO27,'4.3 Beregning - Abonnement'!$S$10:$AU$10,0)-2)","v":0},{"$f":"OFFSET('4.3 Beregning - Abonnement'!$S$10,$CN27,BW$6+MATCH($CO27,'4.3 Beregning - Abonnement'!$S$10:$AU$10,0)-2)","v":0},null,{"$f":"OFFSET('4.5 Beregning - Tariffer'!$AU$15,$CN26,COUNTA('4.5 Beregning - Tariffer'!$AU$16:AU$16)+MATCH($CO26,'4.5 Beregning - Tariffer'!$AU$15:$BO$15,0)-2)","v":0},null,{"$f":"OFFSET('4.3 Beregning - Abonnement'!$AW$10,$CN27,BS$6+MATCH($CO27,'4.3 Beregning - Abonnement'!$AW$10:$BY$10,0)-2)","v":0},{"$f":"OFFSET('4.3 Beregning - Abonnement'!$AW$10,$CN27,BT$6+MATCH($CO27,'4.3 Beregning - Abonnement'!$AW$10:$BY$10,0)-2)","v":0},{"$f":"OFFSET('4.3 Beregning - Abonnement'!$AW$10,$CN27,BU$6+MATCH($CO27,'4.3 Beregning - Abonnement'!$AW$10:$BY$10,0)-2)","v":0},{"$f":"OFFSET('4.3 Beregning - Abonnement'!$CA$10,$CN27,BU$6+MATCH($CO27,'4.3 Beregning - Abonnement'!$CA$10:$DC$10,0)-2)","v":0},{"$f":"OFFSET('4.3 Beregning - Abonnement'!$AW$10,$CN27,BV$6+MATCH($CO27,'4.3 Beregning - Abonnement'!$AW$10:$BY$10,0)-2)","v":0},{"$f":"OFFSET('4.3 Beregning - Abonnement'!$CA$10,$CN27,BV$6+MATCH($CO27,'4.3 Beregning - Abonnement'!$CA$10:$DC$10,0)-2)","v":0},{"$f":"OFFSET('4.3 Beregning - Abonnement'!$AW$10,$CN27,BW$6+MATCH($CO27,'4.3 Beregning - Abonnement'!$AW$10:$BY$10,0)-2)","v":0},{"$f":"OFFSET('4.3 Beregning - Abonnement'!$CA$10,$CN27,BW$6+MATCH($CO27,'4.3 Beregning - Abonnement'!$CA$10:$DC$10,0)-2)","v":0},null,{"$f":"OFFSET('4.3 Beregning - Abonnement'!$DE$10,$CN27,CJ$6+MATCH($CO27,'4.3 Beregning - Abonnement'!$DE$10:$DN$10,0)-2)","v":0},{"$f":"OFFSET('4.3 Beregning - Abonnement'!$DE$10,$CN27,CK$6+MATCH($CO27,'4.3 Beregning - Abonnement'!$DE$10:$DN$10,0)-2)","v":0},null,1,18,"A høj",{"$f":"'4.5 Beregning - Tariffer'!B33","v":"6.2 Omkostninger ved nettab (transformerstationer)"},{"$f":"'gl værdier abonn'!B33","v":"8.1 Transformerstationer"}]
["7. ØVRIGE OMKOSTNINGER",null,0,0,0,0,0,0,0,0,null,{"$f":"IFERROR(IF('Forside Print'!$E$12=1,BS27,BS27/12),\"\")","v":0},{"$f":"IFERROR(IF('Forside Print'!$E$12=1,BS63,BS63/12),\"\")","v":0},{"$f":"IFERROR(IF('Forside Print'!$E$12=1,BT27,BT27/12),\"\")","v":0},{"$f":"IFERROR(IF('Forside Print'!$E$12=1,BT63,BT63/12),\"\")","v":0},{"$f":"IFERROR(IF('Forside Print'!$E$12=1,BU27,BU27/12),\"\")","v":0},{"$f":"IFERROR(IF('Forside Print'!$E$12=1,BU63,BU63/12),\"\")","v":0},{"$f":"IFERROR(IF('Forside Print'!$E$12=1,BV27,BV27/12),\"\")","v":0},{"$f":"IFERROR(IF('Forside Print'!$E$12=1,BV63,BV63/12),\"\")","v":0},{"$f":"IFERROR(IF('Forside Print'!$E$12=1,BW27,BW27/12),\"\")","v":0},{"$f":"IFERROR(IF('Forside Print'!$E$12=1,BW63,BW63/12),\"\")","v":0},null,"7. ØVRIGE OMKOSTNINGER",0,0,null,{"$f":"IFERROR(IF('Forside Print'!$E$12=1,CA27,CA27/12),\"\")","v":0},{"$f":"IFERROR(IF('Forside Print'!$E$12=1,CA63,CA63/12),\"\")","v":0},{"$f":"IFERROR(IF('Forside Print'!$E$12=1,CB27,CB27/12),\"\")","v":0},{"$f":"IFERROR(IF('Forside Print'!$E$12=1,CB63,CB63/12),\"\")","v":0},{"$f":"IFERROR(IF('Forside Print'!$E$12=1,CC27,CC27/12),\"\")","v":0},{"$f":"IFERROR(IF('Forside Print'!$E$12=1,CC63,CC63/12),\"\")","v":0},{"$f":"IFERROR(IF('Forside Print'!$E$12=1,CD27,CD27/12),\"\")","v":0},{"$f":"IFERROR(IF('Forside Print'!$E$12=1,CD63,CD63/12),\"\")","v":0},{"$f":"IFERROR(IF('Forside Print'!$E$12=1,CE27,CE27/12),\"\")","v":0},{"$f":"IFERROR(IF('Forside Print'!$E$12=1,CE63,CE63/12),\"\")","v":0},{"$f":"IFERROR(IF('Forside Print'!$E$12=1,CF27,CF27/12),\"\")","v":0},{"$f":"IFERROR(IF('Forside Print'!$E$12=1,CF63,CF63/12),\"\")","v":0},{"$f":"IFERROR(IF('Forside Print'!$E$12=1,CG27,CG27/12),\"\")","v":0},{"$f":"IFERROR(IF('Forside Print'!$E$12=1,CG63,CG63/12),\"\")","v":0},{"$f":"IFERROR(IF('Forside Print'!$E$12=1,CH27,CH27/12),\"\")","v":0},{"$f":"IFERROR(IF('Forside Print'!$E$12=1,CH63,CH63/12),\"\")","v":0},null,{"$f":"IFERROR(IF('Forside Print'!$E$12=1,CJ27,CJ27/12),\"\")","v":0},{"$f":"IFERROR(IF('Forside Print'!$E$12=1,CJ63,CJ63/12),\"\")","v":0},{"$f":"IFERROR(IF('Forside Print'!$E$12=1,CK27,CK27/12),\"\")","v":0},{"$f":"IFERROR(IF('Forside Print'!$E$12=1,CK63,CK63/12),\"\")","v":0},null,null,null,null,null,null,null,null,null,null,null,null,null,null,null,null,null,"7. ØVRIGE OMKOSTNINGER",{"$f":"OFFSET('4.5 Beregning - Tariffer'!$BQ$15,$CN27,BN$6+MATCH($CO27,'4.5 Beregning - Tariffer'!$BQ$15:$CK$15,0)-2)","v":0},{"$f":"OFFSET('4.5 Beregning - Tariffer'!$BQ$15,$CN27,BO$6+MATCH($CO27,'4.5 Beregning - Tariffer'!$BQ$15:$CK$15,0)-2)","v":0},{"$f":"OFFSET('4.5 Beregning - Tariffer'!$BQ$15,$CN27,BP$6+MATCH($CO27,'4.5 Beregning - Tariffer'!$BQ$15:$CK$15,0)-2)","v":0},{"$f":"OFFSET('4.5 Beregning - Tariffer'!$BQ$15,$CN27,BQ$6+MATCH($CO27,'4.5 Beregning - Tariffer'!$BQ$15:$CK$15,0)-2)","v":0},null,{"$f":"OFFSET('4.3 Beregning - Abonnement'!$S$10,$CN28,BS$6+MATCH($CO28,'4.3 Beregning - Abonnement'!$S$10:$AU$10,0)-2)","v":0},{"$f":"OFFSET('4.3 Beregning - Abonnement'!$S$10,$CN28,BT$6+MATCH($CO28,'4.3 Beregning - Abonnement'!$S$10:$AU$10,0)-2)","v":0},{"$f":"OFFSET('4.3 Beregning - Abonnement'!$S$10,$CN28,BU$6+MATCH($CO28,'4.3 Beregning - Abonnement'!$S$10:$AU$10,0)-2)","v":0},{"$f":"OFFSET('4.3 Beregning - Abonnement'!$S$10,$CN28,BV$6+MATCH($CO28,'4.3 Beregning - Abonnement'!$S$10:$AU$10,0)-2)","v":0},{"$f":"OFFSET('4.3 Beregning - Abonnement'!$S$10,$CN28,BW$6+MATCH($CO28,'4.3 Beregning - Abonnement'!$S$10:$AU$10,0)-2)","v":0},null,{"$f":"OFFSET('4.5 Beregning - Tariffer'!$AU$15,$CN27,COUNTA('4.5 Beregning - Tariffer'!$AU$16:AU$16)+MATCH($CO27,'4.5 Beregning - Tariffer'!$AU$15:$BO$15,0)-2)","v":0},null,{"$f":"OFFSET('4.3 Beregning - Abonnement'!$AW$10,$CN28,BS$6+MATCH($CO28,'4.3 Beregning - Abonnement'!$AW$10:$BY$10,0)-2)","v":0},{"$f":"OFFSET('4.3 Beregning - Abonnement'!$AW$10,$CN28,BT$6+MATCH($CO28,'4.3 Beregning - Abonnement'!$AW$10:$BY$10,0)-2)","v":0},{"$f":"OFFSET('4.3 Beregning - Abonnement'!$AW$10,$CN28,BU$6+MATCH($CO28,'4.3 Beregning - Abonnement'!$AW$10:$BY$10,0)-2)","v":0},{"$f":"OFFSET('4.3 Beregning - Abonnement'!$CA$10,$CN28,BU$6+MATCH($CO28,'4.3 Beregning - Abonnement'!$CA$10:$DC$10,0)-2)","v":0},{"$f":"OFFSET('4.3 Beregning - Abonnement'!$AW$10,$CN28,BV$6+MATCH($CO28,'4.3 Beregning - Abonnement'!$AW$10:$BY$10,0)-2)","v":0},{"$f":"OFFSET('4.3 Beregning - Abonnement'!$CA$10,$CN28,BV$6+MATCH($CO28,'4.3 Beregning - Abonnement'!$CA$10:$DC$10,0)-2)","v":0},{"$f":"OFFSET('4.3 Beregning - Abonnement'!$AW$10,$CN28,BW$6+MATCH($CO28,'4.3 Beregning - Abonnement'!$AW$10:$BY$10,0)-2)","v":0},{"$f":"OFFSET('4.3 Beregning - Abonnement'!$CA$10,$CN28,BW$6+MATCH($CO28,'4.3 Beregning - Abonnement'!$CA$10:$DC$10,0)-2)","v":0},null,{"$f":"OFFSET('4.3 Beregning - Abonnement'!$DE$10,$CN28,CJ$6+MATCH($CO28,'4.3 Beregning - Abonnement'!$DE$10:$DN$10,0)-2)","v":0},{"$f":"OFFSET('4.3 Beregning - Abonnement'!$DE$10,$CN28,CK$6+MATCH($CO28,'4.3 Beregning - Abonnement'!$DE$10:$DN$10,0)-2)","v":0},null,1,19,"A høj",{"$f":"'4.5 Beregning - Tariffer'!B34","v":"7. ØVRIGE OMKOSTNINGER"},{"$f":"'gl værdier abonn'!B34","v":"8.2 Netaktiver, ekskl. transformerstationer og målere"}]
["7.1 Øvrige omkostninger",null,0,0,0,0,0,0,0,0,null,{"$f":"IFERROR(IF('Forside Print'!$E$12=1,BS28,BS28/12),\"\")","v":0},{"$f":"IFERROR(IF('Forside Print'!$E$12=1,BS64,BS64/12),\"\")","v":0},{"$f":"IFERROR(IF('Forside Print'!$E$12=1,BT28,BT28/12),\"\")","v":0},{"$f":"IFERROR(IF('Forside Print'!$E$12=1,BT64,BT64/12),\"\")","v":0},{"$f":"IFERROR(IF('Forside Print'!$E$12=1,BU28,BU28/12),\"\")","v":0},{"$f":"IFERROR(IF('Forside Print'!$E$12=1,BU64,BU64/12),\"\")","v":0},{"$f":"IFERROR(IF('Forside Print'!$E$12=1,BV28,BV28/12),\"\")","v":0},{"$f":"IFERROR(IF('Forside Print'!$E$12=1,BV64,BV64/12),\"\")","v":0},{"$f":"IFERROR(IF('Forside Print'!$E$12=1,BW28,BW28/12),\"\")","v":0},{"$f":"IFERROR(IF('Forside Print'!$E$12=1,BW64,BW64/12),\"\")","v":0},null,"7.1 Øvrige omkostninger",0,0,null,{"$f":"IFERROR(IF('Forside Print'!$E$12=1,CA28,CA28/12),\"\")","v":0},{"$f":"IFERROR(IF('Forside Print'!$E$12=1,CA64,CA64/12),\"\")","v":0},{"$f":"IFERROR(IF('Forside Print'!$E$12=1,CB28,CB28/12),\"\")","v":0},{"$f":"IFERROR(IF('Forside Print'!$E$12=1,CB64,CB64/12),\"\")","v":0},{"$f":"IFERROR(IF('Forside Print'!$E$12=1,CC28,CC28/12),\"\")","v":0},{"$f":"IFERROR(IF('Forside Print'!$E$12=1,CC64,CC64/12),\"\")","v":0},{"$f":"IFERROR(IF('Forside Print'!$E$12=1,CD28,CD28/12),\"\")","v":0},{"$f":"IFERROR(IF('Forside Print'!$E$12=1,CD64,CD64/12),\"\")","v":0},{"$f":"IFERROR(IF('Forside Print'!$E$12=1,CE28,CE28/12),\"\")","v":0},{"$f":"IFERROR(IF('Forside Print'!$E$12=1,CE64,CE64/12),\"\")","v":0},{"$f":"IFERROR(IF('Forside Print'!$E$12=1,CF28,CF28/12),\"\")","v":0},{"$f":"IFERROR(IF('Forside Print'!$E$12=1,CF64,CF64/12),\"\")","v":0},{"$f":"IFERROR(IF('Forside Print'!$E$12=1,CG28,CG28/12),\"\")","v":0},{"$f":"IFERROR(IF('Forside Print'!$E$12=1,CG64,CG64/12),\"\")","v":0},{"$f":"IFERROR(IF('Forside Print'!$E$12=1,CH28,CH28/12),\"\")","v":0},{"$f":"IFERROR(IF('Forside Print'!$E$12=1,CH64,CH64/12),\"\")","v":0},null,{"$f":"IFERROR(IF('Forside Print'!$E$12=1,CJ28,CJ28/12),\"\")","v":0},{"$f":"IFERROR(IF('Forside Print'!$E$12=1,CJ64,CJ64/12),\"\")","v":0},{"$f":"IFERROR(IF('Forside Print'!$E$12=1,CK28,CK28/12),\"\")","v":0},{"$f":"IFERROR(IF('Forside Print'!$E$12=1,CK64,CK64/12),\"\")","v":0},null,null,null,null,null,null,null,null,null,null,null,null,null,null,null,null,null,"7.1 Øvrige omkostninger",{"$f":"OFFSET('4.5 Beregning - Tariffer'!$BQ$15,$CN28,BN$6+MATCH($CO28,'4.5 Beregning - Tariffer'!$BQ$15:$CK$15,0)-2)","v":0},{"$f":"OFFSET('4.5 Beregning - Tariffer'!$BQ$15,$CN28,BO$6+MATCH($CO28,'4.5 Beregning - Tariffer'!$BQ$15:$CK$15,0)-2)","v":0},{"$f":"OFFSET('4.5 Beregning - Tariffer'!$BQ$15,$CN28,BP$6+MATCH($CO28,'4.5 Beregning - Tariffer'!$BQ$15:$CK$15,0)-2)","v":0},{"$f":"OFFSET('4.5 Beregning - Tariffer'!$BQ$15,$CN28,BQ$6+MATCH($CO28,'4.5 Beregning - Tariffer'!$BQ$15:$CK$15,0)-2)","v":0},null,{"$f":"OFFSET('4.3 Beregning - Abonnement'!$S$10,$CN29,BS$6+MATCH($CO29,'4.3 Beregning - Abonnement'!$S$10:$AU$10,0)-2)","v":0},{"$f":"OFFSET('4.3 Beregning - Abonnement'!$S$10,$CN29,BT$6+MATCH($CO29,'4.3 Beregning - Abonnement'!$S$10:$AU$10,0)-2)","v":0},{"$f":"OFFSET('4.3 Beregning - Abonnement'!$S$10,$CN29,BU$6+MATCH($CO29,'4.3 Beregning - Abonnement'!$S$10:$AU$10,0)-2)","v":0},{"$f":"OFFSET('4.3 Beregning - Abonnement'!$S$10,$CN29,BV$6+MATCH($CO29,'4.3 Beregning - Abonnement'!$S$10:$AU$10,0)-2)","v":0},{"$f":"OFFSET('4.3 Beregning - Abonnement'!$S$10,$CN29,BW$6+MATCH($CO29,'4.3 Beregning - Abonnement'!$S$10:$AU$10,0)-2)","v":0},null,{"$f":"OFFSET('4.5 Beregning - Tariffer'!$AU$15,$CN28,COUNTA('4.5 Beregning - Tariffer'!$AU$16:AU$16)+MATCH($CO28,'4.5 Beregning - Tariffer'!$AU$15:$BO$15,0)-2)","v":0},null,{"$f":"OFFSET('4.3 Beregning - Abonnement'!$AW$10,$CN29,BS$6+MATCH($CO29,'4.3 Beregning - Abonnement'!$AW$10:$BY$10,0)-2)","v":0},{"$f":"OFFSET('4.3 Beregning - Abonnement'!$AW$10,$CN29,BT$6+MATCH($CO29,'4.3 Beregning - Abonnement'!$AW$10:$BY$10,0)-2)","v":0},{"$f":"OFFSET('4.3 Beregning - Abonnement'!$AW$10,$CN29,BU$6+MATCH($CO29,'4.3 Beregning - Abonnement'!$AW$10:$BY$10,0)-2)","v":0},{"$f":"OFFSET('4.3 Beregning - Abonnement'!$CA$10,$CN29,BU$6+MATCH($CO29,'4.3 Beregning - Abonnement'!$CA$10:$DC$10,0)-2)","v":0},{"$f":"OFFSET('4.3 Beregning - Abonnement'!$AW$10,$CN29,BV$6+MATCH($CO29,'4.3 Beregning - Abonnement'!$AW$10:$BY$10,0)-2)","v":0},{"$f":"OFFSET('4.3 Beregning - Abonnement'!$CA$10,$CN29,BV$6+MATCH($CO29,'4.3 Beregning - Abonnement'!$CA$10:$DC$10,0)-2)","v":0},{"$f":"OFFSET('4.3 Beregning - Abonnement'!$AW$10,$CN29,BW$6+MATCH($CO29,'4.3 Beregning - Abonnement'!$AW$10:$BY$10,0)-2)","v":0},{"$f":"OFFSET('4.3 Beregning - Abonnement'!$CA$10,$CN29,BW$6+MATCH($CO29,'4.3 Beregning - Abonnement'!$CA$10:$DC$10,0)-2)","v":0},null,{"$f":"OFFSET('4.3 Beregning - Abonnement'!$DE$10,$CN29,CJ$6+MATCH($CO29,'4.3 Beregning - Abonnement'!$DE$10:$DN$10,0)-2)","v":0},{"$f":"OFFSET('4.3 Beregning - Abonnement'!$DE$10,$CN29,CK$6+MATCH($CO29,'4.3 Beregning - Abonnement'!$DE$10:$DN$10,0)-2)","v":0},null,1,20,"A høj",{"$f":"'4.5 Beregning - Tariffer'!B35","v":"7.1 Øvrige omkostninger"},{"$f":"'gl værdier abonn'!B35","v":"8.3 Målere"}]
["8. AFSKRIVNINGER",null,0,0,0,0,0,0,0,0,null,{"$f":"IFERROR(IF('Forside Print'!$E$12=1,BS29,BS29/12),\"\")","v":0},{"$f":"IFERROR(IF('Forside Print'!$E$12=1,BS65,BS65/12),\"\")","v":0},{"$f":"IFERROR(IF('Forside Print'!$E$12=1,BT29,BT29/12),\"\")","v":0},{"$f":"IFERROR(IF('Forside Print'!$E$12=1,BT65,BT65/12),\"\")","v":0},{"$f":"IFERROR(IF('Forside Print'!$E$12=1,BU29,BU29/12),\"\")","v":0},{"$f":"IFERROR(IF('Forside Print'!$E$12=1,BU65,BU65/12),\"\")","v":0},{"$f":"IFERROR(IF('Forside Print'!$E$12=1,BV29,BV29/12),\"\")","v":0},{"$f":"IFERROR(IF('Forside Print'!$E$12=1,BV65,BV65/12),\"\")","v":0},{"$f":"IFERROR(IF('Forside Print'!$E$12=1,BW29,BW29/12),\"\")","v":0},{"$f":"IFERROR(IF('Forside Print'!$E$12=1,BW65,BW65/12),\"\")","v":0},null,"8. AFSKRIVNINGER",0,0,null,{"$f":"IFERROR(IF('Forside Print'!$E$12=1,CA29,CA29/12),\"\")","v":0},{"$f":"IFERROR(IF('Forside Print'!$E$12=1,CA65,CA65/12),\"\")","v":0},{"$f":"IFERROR(IF('Forside Print'!$E$12=1,CB29,CB29/12),\"\")","v":0},{"$f":"IFERROR(IF('Forside Print'!$E$12=1,CB65,CB65/12),\"\")","v":0},{"$f":"IFERROR(IF('Forside Print'!$E$12=1,CC29,CC29/12),\"\")","v":0},{"$f":"IFERROR(IF('Forside Print'!$E$12=1,CC65,CC65/12),\"\")","v":0},{"$f":"IFERROR(IF('Forside Print'!$E$12=1,CD29,CD29/12),\"\")","v":0},{"$f":"IFERROR(IF('Forside Print'!$E$12=1,CD65,CD65/12),\"\")","v":0},{"$f":"IFERROR(IF('Forside Print'!$E$12=1,CE29,CE29/12),\"\")","v":0},{"$f":"IFERROR(IF('Forside Print'!$E$12=1,CE65,CE65/12),\"\")","v":0},{"$f":"IFERROR(IF('Forside Print'!$E$12=1,CF29,CF29/12),\"\")","v":0},{"$f":"IFERROR(IF('Forside Print'!$E$12=1,CF65,CF65/12),\"\")","v":0},{"$f":"IFERROR(IF('Forside Print'!$E$12=1,CG29,CG29/12),\"\")","v":0},{"$f":"IFERROR(IF('Forside Print'!$E$12=1,CG65,CG65/12),\"\")","v":0},{"$f":"IFERROR(IF('Forside Print'!$E$12=1,CH29,CH29/12),\"\")","v":0},{"$f":"IFERROR(IF('Forside Print'!$E$12=1,CH65,CH65/12),\"\")","v":0},null,{"$f":"IFERROR(IF('Forside Print'!$E$12=1,CJ29,CJ29/12),\"\")","v":0},{"$f":"IFERROR(IF('Forside Print'!$E$12=1,CJ65,CJ65/12),\"\")","v":0},{"$f":"IFERROR(IF('Forside Print'!$E$12=1,CK29,CK29/12),\"\")","v":0},{"$f":"IFERROR(IF('Forside Print'!$E$12=1,CK65,CK65/12),\"\")","v":0},null,null,null,null,null,null,null,null,null,null,null,null,null,null,null,null,null,"8. AFSKRIVNINGER",{"$f":"OFFSET('4.5 Beregning - Tariffer'!$BQ$15,$CN29,BN$6+MATCH($CO29,'4.5 Beregning - Tariffer'!$BQ$15:$CK$15,0)-2)","v":0},{"$f":"OFFSET('4.5 Beregning - Tariffer'!$BQ$15,$CN29,BO$6+MATCH($CO29,'4.5 Beregning - Tariffer'!$BQ$15:$CK$15,0)-2)","v":0},{"$f":"OFFSET('4.5 Beregning - Tariffer'!$BQ$15,$CN29,BP$6+MATCH($CO29,'4.5 Beregning - Tariffer'!$BQ$15:$CK$15,0)-2)","v":0},{"$f":"OFFSET('4.5 Beregning - Tariffer'!$BQ$15,$CN29,BQ$6+MATCH($CO29,'4.5 Beregning - Tariffer'!$BQ$15:$CK$15,0)-2)","v":0},null,{"$f":"OFFSET('4.3 Beregning - Abonnement'!$S$10,$CN30,BS$6+MATCH($CO30,'4.3 Beregning - Abonnement'!$S$10:$AU$10,0)-2)","v":0},{"$f":"OFFSET('4.3 Beregning - Abonnement'!$S$10,$CN30,BT$6+MATCH($CO30,'4.3 Beregning - Abonnement'!$S$10:$AU$10,0)-2)","v":0},{"$f":"OFFSET('4.3 Beregning - Abonnement'!$S$10,$CN30,BU$6+MATCH($CO30,'4.3 Beregning - Abonnement'!$S$10:$AU$10,0)-2)","v":0},{"$f":"OFFSET('4.3 Beregning - Abonnement'!$S$10,$CN30,BV$6+MATCH($CO30,'4.3 Beregning - Abonnement'!$S$10:$AU$10,0)-2)","v":0},{"$f":"OFFSET('4.3 Beregning - Abonnement'!$S$10,$CN30,BW$6+MATCH($CO30,'4.3 Beregning - Abonnement'!$S$10:$AU$10,0)-2)","v":0},null,{"$f":"OFFSET('4.5 Beregning - Tariffer'!$AU$15,$CN29,COUNTA('4.5 Beregning - Tariffer'!$AU$16:AU$16)+MATCH($CO29,'4.5 Beregning - Tariffer'!$AU$15:$BO$15,0)-2)","v":0},null,{"$f":"OFFSET('4.3 Beregning - Abonnement'!$AW$10,$CN30,BS$6+MATCH($CO30,'4.3 Beregning - Abonnement'!$AW$10:$BY$10,0)-2)","v":0},{"$f":"OFFSET('4.3 Beregning - Abonnement'!$AW$10,$CN30,BT$6+MATCH($CO30,'4.3 Beregning - Abonnement'!$AW$10:$BY$10,0)-2)","v":0},{"$f":"OFFSET('4.3 Beregning - Abonnement'!$AW$10,$CN30,BU$6+MATCH($CO30,'4.3 Beregning - Abonnement'!$AW$10:$BY$10,0)-2)","v":0},{"$f":"OFFSET('4.3 Beregning - Abonnement'!$CA$10,$CN30,BU$6+MATCH($CO30,'4.3 Beregning - Abonnement'!$CA$10:$DC$10,0)-2)","v":0},{"$f":"OFFSET('4.3 Beregning - Abonnement'!$AW$10,$CN30,BV$6+MATCH($CO30,'4.3 Beregning - Abonnement'!$AW$10:$BY$10,0)-2)","v":0},{"$f":"OFFSET('4.3 Beregning - Abonnement'!$CA$10,$CN30,BV$6+MATCH($CO30,'4.3 Beregning - Abonnement'!$CA$10:$DC$10,0)-2)","v":0},{"$f":"OFFSET('4.3 Beregning - Abonnement'!$AW$10,$CN30,BW$6+MATCH($CO30,'4.3 Beregning - Abonnement'!$AW$10:$BY$10,0)-2)","v":0},{"$f":"OFFSET('4.3 Beregning - Abonnement'!$CA$10,$CN30,BW$6+MATCH($CO30,'4.3 Beregning - Abonnement'!$CA$10:$DC$10,0)-2)","v":0},null,{"$f":"OFFSET('4.3 Beregning - Abonnement'!$DE$10,$CN30,CJ$6+MATCH($CO30,'4.3 Beregning - Abonnement'!$DE$10:$DN$10,0)-2)","v":0},{"$f":"OFFSET('4.3 Beregning - Abonnement'!$DE$10,$CN30,CK$6+MATCH($CO30,'4.3 Beregning - Abonnement'!$DE$10:$DN$10,0)-2)","v":0},null,1,21,"A høj",{"$f":"'4.5 Beregning - Tariffer'!B36","v":"8. AFSKRIVNINGER"},{"$f":"'gl værdier abonn'!B36","v":"8.4 Øvrige anlægsaktiver"}]
["8.1 Transformerstationer",null,0,0,0,0,0,0,0,0,null,{"$f":"IFERROR(IF('Forside Print'!$E$12=1,BS30,BS30/12),\"\")","v":0},{"$f":"IFERROR(IF('Forside Print'!$E$12=1,BS66,BS66/12),\"\")","v":0},{"$f":"IFERROR(IF('Forside Print'!$E$12=1,BT30,BT30/12),\"\")","v":0},{"$f":"IFERROR(IF('Forside Print'!$E$12=1,BT66,BT66/12),\"\")","v":0},{"$f":"IFERROR(IF('Forside Print'!$E$12=1,BU30,BU30/12),\"\")","v":0},{"$f":"IFERROR(IF('Forside Print'!$E$12=1,BU66,BU66/12),\"\")","v":0},{"$f":"IFERROR(IF('Forside Print'!$E$12=1,BV30,BV30/12),\"\")","v":0},{"$f":"IFERROR(IF('Forside Print'!$E$12=1,BV66,BV66/12),\"\")","v":0},{"$f":"IFERROR(IF('Forside Print'!$E$12=1,BW30,BW30/12),\"\")","v":0},{"$f":"IFERROR(IF('Forside Print'!$E$12=1,BW66,BW66/12),\"\")","v":0},null,"8.1 Transformerstationer",0,0,null,{"$f":"IFERROR(IF('Forside Print'!$E$12=1,CA30,CA30/12),\"\")","v":0},{"$f":"IFERROR(IF('Forside Print'!$E$12=1,CA66,CA66/12),\"\")","v":0},{"$f":"IFERROR(IF('Forside Print'!$E$12=1,CB30,CB30/12),\"\")","v":0},{"$f":"IFERROR(IF('Forside Print'!$E$12=1,CB66,CB66/12),\"\")","v":0},{"$f":"IFERROR(IF('Forside Print'!$E$12=1,CC30,CC30/12),\"\")","v":0},{"$f":"IFERROR(IF('Forside Print'!$E$12=1,CC66,CC66/12),\"\")","v":0},{"$f":"IFERROR(IF('Forside Print'!$E$12=1,CD30,CD30/12),\"\")","v":0},{"$f":"IFERROR(IF('Forside Print'!$E$12=1,CD66,CD66/12),\"\")","v":0},{"$f":"IFERROR(IF('Forside Print'!$E$12=1,CE30,CE30/12),\"\")","v":0},{"$f":"IFERROR(IF('Forside Print'!$E$12=1,CE66,CE66/12),\"\")","v":0},{"$f":"IFERROR(IF('Forside Print'!$E$12=1,CF30,CF30/12),\"\")","v":0},{"$f":"IFERROR(IF('Forside Print'!$E$12=1,CF66,CF66/12),\"\")","v":0},{"$f":"IFERROR(IF('Forside Print'!$E$12=1,CG30,CG30/12),\"\")","v":0},{"$f":"IFERROR(IF('Forside Print'!$E$12=1,CG66,CG66/12),\"\")","v":0},{"$f":"IFERROR(IF('Forside Print'!$E$12=1,CH30,CH30/12),\"\")","v":0},{"$f":"IFERROR(IF('Forside Print'!$E$12=1,CH66,CH66/12),\"\")","v":0},null,{"$f":"IFERROR(IF('Forside Print'!$E$12=1,CJ30,CJ30/12),\"\")","v":0},{"$f":"IFERROR(IF('Forside Print'!$E$12=1,CJ66,CJ66/12),\"\")","v":0},{"$f":"IFERROR(IF('Forside Print'!$E$12=1,CK30,CK30/12),\"\")","v":0},{"$f":"IFERROR(IF('Forside Print'!$E$12=1,CK66,CK66/12),\"\")","v":0},null,null,null,null,null,null,null,null,null,null,null,null,null,null,null,null,null,"8.1 Transformerstationer",{"$f":"OFFSET('4.5 Beregning - Tariffer'!$BQ$15,$CN30,BN$6+MATCH($CO30,'4.5 Beregning - Tariffer'!$BQ$15:$CK$15,0)-2)","v":0},{"$f":"OFFSET('4.5 Beregning - Tariffer'!$BQ$15,$CN30,BO$6+MATCH($CO30,'4.5 Beregning - Tariffer'!$BQ$15:$CK$15,0)-2)","v":0},{"$f":"OFFSET('4.5 Beregning - Tariffer'!$BQ$15,$CN30,BP$6+MATCH($CO30,'4.5 Beregning - Tariffer'!$BQ$15:$CK$15,0)-2)","v":0},{"$f":"OFFSET('4.5 Beregning - Tariffer'!$BQ$15,$CN30,BQ$6+MATCH($CO30,'4.5 Beregning - Tariffer'!$BQ$15:$CK$15,0)-2)","v":0},null,{"$f":"OFFSET('4.3 Beregning - Abonnement'!$S$10,$CN31,BS$6+MATCH($CO31,'4.3 Beregning - Abonnement'!$S$10:$AU$10,0)-2)","v":0},{"$f":"OFFSET('4.3 Beregning - Abonnement'!$S$10,$CN31,BT$6+MATCH($CO31,'4.3 Beregning - Abonnement'!$S$10:$AU$10,0)-2)","v":0},{"$f":"OFFSET('4.3 Beregning - Abonnement'!$S$10,$CN31,BU$6+MATCH($CO31,'4.3 Beregning - Abonnement'!$S$10:$AU$10,0)-2)","v":0},{"$f":"OFFSET('4.3 Beregning - Abonnement'!$S$10,$CN31,BV$6+MATCH($CO31,'4.3 Beregning - Abonnement'!$S$10:$AU$10,0)-2)","v":0},{"$f":"OFFSET('4.3 Beregning - Abonnement'!$S$10,$CN31,BW$6+MATCH($CO31,'4.3 Beregning - Abonnement'!$S$10:$AU$10,0)-2)","v":0},null,{"$f":"OFFSET('4.5 Beregning - Tariffer'!$AU$15,$CN30,COUNTA('4.5 Beregning - Tariffer'!$AU$16:AU$16)+MATCH($CO30,'4.5 Beregning - Tariffer'!$AU$15:$BO$15,0)-2)","v":0},null,{"$f":"OFFSET('4.3 Beregning - Abonnement'!$AW$10,$CN31,BS$6+MATCH($CO31,'4.3 Beregning - Abonnement'!$AW$10:$BY$10,0)-2)","v":0},{"$f":"OFFSET('4.3 Beregning - Abonnement'!$AW$10,$CN31,BT$6+MATCH($CO31,'4.3 Beregning - Abonnement'!$AW$10:$BY$10,0)-2)","v":0},{"$f":"OFFSET('4.3 Beregning - Abonnement'!$AW$10,$CN31,BU$6+MATCH($CO31,'4.3 Beregning - Abonnement'!$AW$10:$BY$10,0)-2)","v":0},{"$f":"OFFSET('4.3 Beregning - Abonnement'!$CA$10,$CN31,BU$6+MATCH($CO31,'4.3 Beregning - Abonnement'!$CA$10:$DC$10,0)-2)","v":0},{"$f":"OFFSET('4.3 Beregning - Abonnement'!$AW$10,$CN31,BV$6+MATCH($CO31,'4.3 Beregning - Abonnement'!$AW$10:$BY$10,0)-2)","v":0},{"$f":"OFFSET('4.3 Beregning - Abonnement'!$CA$10,$CN31,BV$6+MATCH($CO31,'4.3 Beregning - Abonnement'!$CA$10:$DC$10,0)-2)","v":0},{"$f":"OFFSET('4.3 Beregning - Abonnement'!$AW$10,$CN31,BW$6+MATCH($CO31,'4.3 Beregning - Abonnement'!$AW$10:$BY$10,0)-2)","v":0},{"$f":"OFFSET('4.3 Beregning - Abonnement'!$CA$10,$CN31,BW$6+MATCH($CO31,'4.3 Beregning - Abonnement'!$CA$10:$DC$10,0)-2)","v":0},null,{"$f":"OFFSET('4.3 Beregning - Abonnement'!$DE$10,$CN31,CJ$6+MATCH($CO31,'4.3 Beregning - Abonnement'!$DE$10:$DN$10,0)-2)","v":0},{"$f":"OFFSET('4.3 Beregning - Abonnement'!$DE$10,$CN31,CK$6+MATCH($CO31,'4.3 Beregning - Abonnement'!$DE$10:$DN$10,0)-2)","v":0},null,1,22,"A høj",{"$f":"'4.5 Beregning - Tariffer'!B37","v":"8.1 Transformerstationer"},{"$f":"'gl værdier abonn'!B37","v":0}]
["8.2 Netaktiver, ekskl. transformerstationer og målere",null,"",0,"",0,"",0,"",0,null,{"$f":"IFERROR(IF('Forside Print'!$E$12=1,BS31,BS31/12),\"\")","v":0},{"$f":"IFERROR(IF('Forside Print'!$E$12=1,BS67,BS67/12),\"\")","v":0},{"$f":"IFERROR(IF('Forside Print'!$E$12=1,BT31,BT31/12),\"\")","v":0},{"$f":"IFERROR(IF('Forside Print'!$E$12=1,BT67,BT67/12),\"\")","v":0},{"$f":"IFERROR(IF('Forside Print'!$E$12=1,BU31,BU31/12),\"\")","v":0},{"$f":"IFERROR(IF('Forside Print'!$E$12=1,BU67,BU67/12),\"\")","v":0},{"$f":"IFERROR(IF('Forside Print'!$E$12=1,BV31,BV31/12),\"\")","v":0},{"$f":"IFERROR(IF('Forside Print'!$E$12=1,BV67,BV67/12),\"\")","v":0},{"$f":"IFERROR(IF('Forside Print'!$E$12=1,BW31,BW31/12),\"\")","v":0},{"$f":"IFERROR(IF('Forside Print'!$E$12=1,BW67,BW67/12),\"\")","v":0},null,"8.2 Netaktiver, ekskl. transformerstationer og målere","",0,null,{"$f":"IFERROR(IF('Forside Print'!$E$12=1,CA31,CA31/12),\"\")","v":0},{"$f":"IFERROR(IF('Forside Print'!$E$12=1,CA67,CA67/12),\"\")","v":0},{"$f":"IFERROR(IF('Forside Print'!$E$12=1,CB31,CB31/12),\"\")","v":0},{"$f":"IFERROR(IF('Forside Print'!$E$12=1,CB67,CB67/12),\"\")","v":0},{"$f":"IFERROR(IF('Forside Print'!$E$12=1,CC31,CC31/12),\"\")","v":0},{"$f":"IFERROR(IF('Forside Print'!$E$12=1,CC67,CC67/12),\"\")","v":0},{"$f":"IFERROR(IF('Forside Print'!$E$12=1,CD31,CD31/12),\"\")","v":0},{"$f":"IFERROR(IF('Forside Print'!$E$12=1,CD67,CD67/12),\"\")","v":0},{"$f":"IFERROR(IF('Forside Print'!$E$12=1,CE31,CE31/12),\"\")","v":0},{"$f":"IFERROR(IF('Forside Print'!$E$12=1,CE67,CE67/12),\"\")","v":0},{"$f":"IFERROR(IF('Forside Print'!$E$12=1,CF31,CF31/12),\"\")","v":0},{"$f":"IFERROR(IF('Forside Print'!$E$12=1,CF67,CF67/12),\"\")","v":0},{"$f":"IFERROR(IF('Forside Print'!$E$12=1,CG31,CG31/12),\"\")","v":0},{"$f":"IFERROR(IF('Forside Print'!$E$12=1,CG67,CG67/12),\"\")","v":0},{"$f":"IFERROR(IF('Forside Print'!$E$12=1,CH31,CH31/12),\"\")","v":0},{"$f":"IFERROR(IF('Forside Print'!$E$12=1,CH67,CH67/12),\"\")","v":0},null,{"$f":"IFERROR(IF('Forside Print'!$E$12=1,CJ31,CJ31/12),\"\")","v":0},{"$f":"IFERROR(IF('Forside Print'!$E$12=1,CJ67,CJ67/12),\"\")","v":0},{"$f":"IFERROR(IF('Forside Print'!$E$12=1,CK31,CK31/12),\"\")","v":0},{"$f":"IFERROR(IF('Forside Print'!$E$12=1,CK67,CK67/12),\"\")","v":0},null,null,null,null,null,null,null,null,null,null,null,null,null,null,null,null,null,"8.2 Netaktiver, ekskl. transformerstationer og målere",{"$f":"OFFSET('4.5 Beregning - Tariffer'!$BQ$15,$CN31,BN$6+MATCH($CO31,'4.5 Beregning - Tariffer'!$BQ$15:$CK$15,0)-2)","v":{"$error":"#DIV/0!"}},{"$f":"OFFSET('4.5 Beregning - Tariffer'!$BQ$15,$CN31,BO$6+MATCH($CO31,'4.5 Beregning - Tariffer'!$BQ$15:$CK$15,0)-2)","v":{"$error":"#DIV/0!"}},{"$f":"OFFSET('4.5 Beregning - Tariffer'!$BQ$15,$CN31,BP$6+MATCH($CO31,'4.5 Beregning - Tariffer'!$BQ$15:$CK$15,0)-2)","v":{"$error":"#DIV/0!"}},{"$f":"OFFSET('4.5 Beregning - Tariffer'!$BQ$15,$CN31,BQ$6+MATCH($CO31,'4.5 Beregning - Tariffer'!$BQ$15:$CK$15,0)-2)","v":{"$error":"#DIV/0!"}},null,{"$f":"OFFSET('4.3 Beregning - Abonnement'!$S$10,$CN32,BS$6+MATCH($CO32,'4.3 Beregning - Abonnement'!$S$10:$AU$10,0)-2)","v":0},{"$f":"OFFSET('4.3 Beregning - Abonnement'!$S$10,$CN32,BT$6+MATCH($CO32,'4.3 Beregning - Abonnement'!$S$10:$AU$10,0)-2)","v":0},{"$f":"OFFSET('4.3 Beregning - Abonnement'!$S$10,$CN32,BU$6+MATCH($CO32,'4.3 Beregning - Abonnement'!$S$10:$AU$10,0)-2)","v":0},{"$f":"OFFSET('4.3 Beregning - Abonnement'!$S$10,$CN32,BV$6+MATCH($CO32,'4.3 Beregning - Abonnement'!$S$10:$AU$10,0)-2)","v":0},{"$f":"OFFSET('4.3 Beregning - Abonnement'!$S$10,$CN32,BW$6+MATCH($CO32,'4.3 Beregning - Abonnement'!$S$10:$AU$10,0)-2)","v":0},null,{"$f":"OFFSET('4.5 Beregning - Tariffer'!$AU$15,$CN31,COUNTA('4.5 Beregning - Tariffer'!$AU$16:AU$16)+MATCH($CO31,'4.5 Beregning - Tariffer'!$AU$15:$BO$15,0)-2)","v":{"$error":"#DIV/0!"}},null,{"$f":"OFFSET('4.3 Beregning - Abonnement'!$AW$10,$CN32,BS$6+MATCH($CO32,'4.3 Beregning - Abonnement'!$AW$10:$BY$10,0)-2)","v":0},{"$f":"OFFSET('4.3 Beregning - Abonnement'!$AW$10,$CN32,BT$6+MATCH($CO32,'4.3 Beregning - Abonnement'!$AW$10:$BY$10,0)-2)","v":0},{"$f":"OFFSET('4.3 Beregning - Abonnement'!$AW$10,$CN32,BU$6+MATCH($CO32,'4.3 Beregning - Abonnement'!$AW$10:$BY$10,0)-2)","v":0},{"$f":"OFFSET('4.3 Beregning - Abonnement'!$CA$10,$CN32,BU$6+MATCH($CO32,'4.3 Beregning - Abonnement'!$CA$10:$DC$10,0)-2)","v":0},{"$f":"OFFSET('4.3 Beregning - Abonnement'!$AW$10,$CN32,BV$6+MATCH($CO32,'4.3 Beregning - Abonnement'!$AW$10:$BY$10,0)-2)","v":0},{"$f":"OFFSET('4.3 Beregning - Abonnement'!$CA$10,$CN32,BV$6+MATCH($CO32,'4.3 Beregning - Abonnement'!$CA$10:$DC$10,0)-2)","v":0},{"$f":"OFFSET('4.3 Beregning - Abonnement'!$AW$10,$CN32,BW$6+MATCH($CO32,'4.3 Beregning - Abonnement'!$AW$10:$BY$10,0)-2)","v":0},{"$f":"OFFSET('4.3 Beregning - Abonnement'!$CA$10,$CN32,BW$6+MATCH($CO32,'4.3 Beregning - Abonnement'!$CA$10:$DC$10,0)-2)","v":0},null,{"$f":"OFFSET('4.3 Beregning - Abonnement'!$DE$10,$CN32,CJ$6+MATCH($CO32,'4.3 Beregning - Abonnement'!$DE$10:$DN$10,0)-2)","v":0},{"$f":"OFFSET('4.3 Beregning - Abonnement'!$DE$10,$CN32,CK$6+MATCH($CO32,'4.3 Beregning - Abonnement'!$DE$10:$DN$10,0)-2)","v":0},null,1,23,"A høj",{"$f":"'4.5 Beregning - Tariffer'!B38","v":"8.2 Netaktiver, ekskl. transformerstationer og målere"},{"$f":"'gl værdier abonn'!B38","v":0}]
["8.3 Målere",null,0,0,0,0,0,0,0,0,null,{"$f":"IFERROR(IF('Forside Print'!$E$12=1,BS32,BS32/12),\"\")","v":0},{"$f":"IFERROR(IF('Forside Print'!$E$12=1,BS68,BS68/12),\"\")","v":0},{"$f":"IFERROR(IF('Forside Print'!$E$12=1,BT32,BT32/12),\"\")","v":0},{"$f":"IFERROR(IF('Forside Print'!$E$12=1,BT68,BT68/12),\"\")","v":0},{"$f":"IFERROR(IF('Forside Print'!$E$12=1,BU32,BU32/12),\"\")","v":0},{"$f":"IFERROR(IF('Forside Print'!$E$12=1,BU68,BU68/12),\"\")","v":0},{"$f":"IFERROR(IF('Forside Print'!$E$12=1,BV32,BV32/12),\"\")","v":0},{"$f":"IFERROR(IF('Forside Print'!$E$12=1,BV68,BV68/12),\"\")","v":0},{"$f":"IFERROR(IF('Forside Print'!$E$12=1,BW32,BW32/12),\"\")","v":0},{"$f":"IFERROR(IF('Forside Print'!$E$12=1,BW68,BW68/12),\"\")","v":0},null,"8.3 Målere",0,0,null,{"$f":"IFERROR(IF('Forside Print'!$E$12=1,CA32,CA32/12),\"\")","v":0},{"$f":"IFERROR(IF('Forside Print'!$E$12=1,CA68,CA68/12),\"\")","v":0},{"$f":"IFERROR(IF('Forside Print'!$E$12=1,CB32,CB32/12),\"\")","v":0},{"$f":"IFERROR(IF('Forside Print'!$E$12=1,CB68,CB68/12),\"\")","v":0},{"$f":"IFERROR(IF('Forside Print'!$E$12=1,CC32,CC32/12),\"\")","v":0},{"$f":"IFERROR(IF('Forside Print'!$E$12=1,CC68,CC68/12),\"\")","v":0},{"$f":"IFERROR(IF('Forside Print'!$E$12=1,CD32,CD32/12),\"\")","v":0},{"$f":"IFERROR(IF('Forside Print'!$E$12=1,CD68,CD68/12),\"\")","v":0},{"$f":"IFERROR(IF('Forside Print'!$E$12=1,CE32,CE32/12),\"\")","v":0},{"$f":"IFERROR(IF('Forside Print'!$E$12=1,CE68,CE68/12),\"\")","v":0},{"$f":"IFERROR(IF('Forside Print'!$E$12=1,CF32,CF32/12),\"\")","v":0},{"$f":"IFERROR(IF('Forside Print'!$E$12=1,CF68,CF68/12),\"\")","v":0},{"$f":"IFERROR(IF('Forside Print'!$E$12=1,CG32,CG32/12),\"\")","v":0},{"$f":"IFERROR(IF('Forside Print'!$E$12=1,CG68,CG68/12),\"\")","v":0},{"$f":"IFERROR(IF('Forside Print'!$E$12=1,CH32,CH32/12),\"\")","v":0},{"$f":"IFERROR(IF('Forside Print'!$E$12=1,CH68,CH68/12),\"\")","v":0},null,{"$f":"IFERROR(IF('Forside Print'!$E$12=1,CJ32,CJ32/12),\"\")","v":0},{"$f":"IFERROR(IF('Forside Print'!$E$12=1,CJ68,CJ68/12),\"\")","v":0},{"$f":"IFERROR(IF('Forside Print'!$E$12=1,CK32,CK32/12),\"\")","v":0},{"$f":"IFERROR(IF('Forside Print'!$E$12=1,CK68,CK68/12),\"\")","v":0},null,null,null,null,null,null,null,null,null,null,null,null,null,null,null,null,null,"8.3 Målere",{"$f":"OFFSET('4.5 Beregning - Tariffer'!$BQ$15,$CN32,BN$6+MATCH($CO32,'4.5 Beregning - Tariffer'!$BQ$15:$CK$15,0)-2)","v":0},{"$f":"OFFSET('4.5 Beregning - Tariffer'!$BQ$15,$CN32,BO$6+MATCH($CO32,'4.5 Beregning - Tariffer'!$BQ$15:$CK$15,0)-2)","v":0},{"$f":"OFFSET('4.5 Beregning - Tariffer'!$BQ$15,$CN32,BP$6+MATCH($CO32,'4.5 Beregning - Tariffer'!$BQ$15:$CK$15,0)-2)","v":0},{"$f":"OFFSET('4.5 Beregning - Tariffer'!$BQ$15,$CN32,BQ$6+MATCH($CO32,'4.5 Beregning - Tariffer'!$BQ$15:$CK$15,0)-2)","v":0},null,{"$f":"OFFSET('4.3 Beregning - Abonnement'!$S$10,$CN33,BS$6+MATCH($CO33,'4.3 Beregning - Abonnement'!$S$10:$AU$10,0)-2)","v":0},{"$f":"OFFSET('4.3 Beregning - Abonnement'!$S$10,$CN33,BT$6+MATCH($CO33,'4.3 Beregning - Abonnement'!$S$10:$AU$10,0)-2)","v":0},{"$f":"OFFSET('4.3 Beregning - Abonnement'!$S$10,$CN33,BU$6+MATCH($CO33,'4.3 Beregning - Abonnement'!$S$10:$AU$10,0)-2)","v":0},{"$f":"OFFSET('4.3 Beregning - Abonnement'!$S$10,$CN33,BV$6+MATCH($CO33,'4.3 Beregning - Abonnement'!$S$10:$AU$10,0)-2)","v":0},{"$f":"OFFSET('4.3 Beregning - Abonnement'!$S$10,$CN33,BW$6+MATCH($CO33,'4.3 Beregning - Abonnement'!$S$10:$AU$10,0)-2)","v":0},null,{"$f":"OFFSET('4.5 Beregning - Tariffer'!$AU$15,$CN32,COUNTA('4.5 Beregning - Tariffer'!$AU$16:AU$16)+MATCH($CO32,'4.5 Beregning - Tariffer'!$AU$15:$BO$15,0)-2)","v":0},null,{"$f":"OFFSET('4.3 Beregning - Abonnement'!$AW$10,$CN33,BS$6+MATCH($CO33,'4.3 Beregning - Abonnement'!$AW$10:$BY$10,0)-2)","v":0},{"$f":"OFFSET('4.3 Beregning - Abonnement'!$AW$10,$CN33,BT$6+MATCH($CO33,'4.3 Beregning - Abonnement'!$AW$10:$BY$10,0)-2)","v":0},{"$f":"OFFSET('4.3 Beregning - Abonnement'!$AW$10,$CN33,BU$6+MATCH($CO33,'4.3 Beregning - Abonnement'!$AW$10:$BY$10,0)-2)","v":0},{"$f":"OFFSET('4.3 Beregning - Abonnement'!$CA$10,$CN33,BU$6+MATCH($CO33,'4.3 Beregning - Abonnement'!$CA$10:$DC$10,0)-2)","v":0},{"$f":"OFFSET('4.3 Beregning - Abonnement'!$AW$10,$CN33,BV$6+MATCH($CO33,'4.3 Beregning - Abonnement'!$AW$10:$BY$10,0)-2)","v":0},{"$f":"OFFSET('4.3 Beregning - Abonnement'!$CA$10,$CN33,BV$6+MATCH($CO33,'4.3 Beregning - Abonnement'!$CA$10:$DC$10,0)-2)","v":0},{"$f":"OFFSET('4.3 Beregning - Abonnement'!$AW$10,$CN33,BW$6+MATCH($CO33,'4.3 Beregning - Abonnement'!$AW$10:$BY$10,0)-2)","v":0},{"$f":"OFFSET('4.3 Beregning - Abonnement'!$CA$10,$CN33,BW$6+MATCH($CO33,'4.3 Beregning - Abonnement'!$CA$10:$DC$10,0)-2)","v":0},null,{"$f":"OFFSET('4.3 Beregning - Abonnement'!$DE$10,$CN33,CJ$6+MATCH($CO33,'4.3 Beregning - Abonnement'!$DE$10:$DN$10,0)-2)","v":0},{"$f":"OFFSET('4.3 Beregning - Abonnement'!$DE$10,$CN33,CK$6+MATCH($CO33,'4.3 Beregning - Abonnement'!$DE$10:$DN$10,0)-2)","v":0},null,1,24,"A høj",{"$f":"'4.5 Beregning - Tariffer'!B39","v":"8.3 Målere"},{"$f":"'gl værdier abonn'!B39","v":0}]
["8.4 Øvrige anlægsaktiver",null,"",0,"",0,"",0,"",0,null,{"$f":"IFERROR(IF('Forside Print'!$E$12=1,BS33,BS33/12),\"\")","v":0},{"$f":"IFERROR(IF('Forside Print'!$E$12=1,BS69,BS69/12),\"\")","v":0},{"$f":"IFERROR(IF('Forside Print'!$E$12=1,BT33,BT33/12),\"\")","v":0},{"$f":"IFERROR(IF('Forside Print'!$E$12=1,BT69,BT69/12),\"\")","v":0},{"$f":"IFERROR(IF('Forside Print'!$E$12=1,BU33,BU33/12),\"\")","v":0},{"$f":"IFERROR(IF('Forside Print'!$E$12=1,BU69,BU69/12),\"\")","v":0},{"$f":"IFERROR(IF('Forside Print'!$E$12=1,BV33,BV33/12),\"\")","v":0},{"$f":"IFERROR(IF('Forside Print'!$E$12=1,BV69,BV69/12),\"\")","v":0},{"$f":"IFERROR(IF('Forside Print'!$E$12=1,BW33,BW33/12),\"\")","v":0},{"$f":"IFERROR(IF('Forside Print'!$E$12=1,BW69,BW69/12),\"\")","v":0},null,"8.4 Øvrige anlægsaktiver","",0,null,{"$f":"IFERROR(IF('Forside Print'!$E$12=1,CA33,CA33/12),\"\")","v":0},{"$f":"IFERROR(IF('Forside Print'!$E$12=1,CA69,CA69/12),\"\")","v":0},{"$f":"IFERROR(IF('Forside Print'!$E$12=1,CB33,CB33/12),\"\")","v":0},{"$f":"IFERROR(IF('Forside Print'!$E$12=1,CB69,CB69/12),\"\")","v":0},{"$f":"IFERROR(IF('Forside Print'!$E$12=1,CC33,CC33/12),\"\")","v":0},{"$f":"IFERROR(IF('Forside Print'!$E$12=1,CC69,CC69/12),\"\")","v":0},{"$f":"IFERROR(IF('Forside Print'!$E$12=1,CD33,CD33/12),\"\")","v":0},{"$f":"IFERROR(IF('Forside Print'!$E$12=1,CD69,CD69/12),\"\")","v":0},{"$f":"IFERROR(IF('Forside Print'!$E$12=1,CE33,CE33/12),\"\")","v":0},{"$f":"IFERROR(IF('Forside Print'!$E$12=1,CE69,CE69/12),\"\")","v":0},{"$f":"IFERROR(IF('Forside Print'!$E$12=1,CF33,CF33/12),\"\")","v":0},{"$f":"IFERROR(IF('Forside Print'!$E$12=1,CF69,CF69/12),\"\")","v":0},{"$f":"IFERROR(IF('Forside Print'!$E$12=1,CG33,CG33/12),\"\")","v":0},{"$f":"IFERROR(IF('Forside Print'!$E$12=1,CG69,CG69/12),\"\")","v":0},{"$f":"IFERROR(IF('Forside Print'!$E$12=1,CH33,CH33/12),\"\")","v":0},{"$f":"IFERROR(IF('Forside Print'!$E$12=1,CH69,CH69/12),\"\")","v":0},null,{"$f":"IFERROR(IF('Forside Print'!$E$12=1,CJ33,CJ33/12),\"\")","v":0},{"$f":"IFERROR(IF('Forside Print'!$E$12=1,CJ69,CJ69/12),\"\")","v":0},{"$f":"IFERROR(IF('Forside Print'!$E$12=1,CK33,CK33/12),\"\")","v":0},{"$f":"IFERROR(IF('Forside Print'!$E$12=1,CK69,CK69/12),\"\")","v":0},null,null,null,null,null,null,null,null,null,null,null,null,null,null,null,null,null,"8.4 Øvrige anlægsaktiver",{"$f":"OFFSET('4.5 Beregning - Tariffer'!$BQ$15,$CN33,BN$6+MATCH($CO33,'4.5 Beregning - Tariffer'!$BQ$15:$CK$15,0)-2)","v":{"$error":"#DIV/0!"}},{"$f":"OFFSET('4.5 Beregning - Tariffer'!$BQ$15,$CN33,BO$6+MATCH($CO33,'4.5 Beregning - Tariffer'!$BQ$15:$CK$15,0)-2)","v":{"$error":"#DIV/0!"}},{"$f":"OFFSET('4.5 Beregning - Tariffer'!$BQ$15,$CN33,BP$6+MATCH($CO33,'4.5 Beregning - Tariffer'!$BQ$15:$CK$15,0)-2)","v":{"$error":"#DIV/0!"}},{"$f":"OFFSET('4.5 Beregning - Tariffer'!$BQ$15,$CN33,BQ$6+MATCH($CO33,'4.5 Beregning - Tariffer'!$BQ$15:$CK$15,0)-2)","v":{"$error":"#DIV/0!"}},null,{"$f":"OFFSET('4.3 Beregning - Abonnement'!$S$10,$CN34,BS$6+MATCH($CO34,'4.3 Beregning - Abonnement'!$S$10:$AU$10,0)-2)","v":0},{"$f":"OFFSET('4.3 Beregning - Abonnement'!$S$10,$CN34,BT$6+MATCH($CO34,'4.3 Beregning - Abonnement'!$S$10:$AU$10,0)-2)","v":0},{"$f":"OFFSET('4.3 Beregning - Abonnement'!$S$10,$CN34,BU$6+MATCH($CO34,'4.3 Beregning - Abonnement'!$S$10:$AU$10,0)-2)","v":0},{"$f":"OFFSET('4.3 Beregning - Abonnement'!$S$10,$CN34,BV$6+MATCH($CO34,'4.3 Beregning - Abonnement'!$S$10:$AU$10,0)-2)","v":0},{"$f":"OFFSET('4.3 Beregning - Abonnement'!$S$10,$CN34,BW$6+MATCH($CO34,'4.3 Beregning - Abonnement'!$S$10:$AU$10,0)-2)","v":0},null,{"$f":"OFFSET('4.5 Beregning - Tariffer'!$AU$15,$CN33,COUNTA('4.5 Beregning - Tariffer'!$AU$16:AU$16)+MATCH($CO33,'4.5 Beregning - Tariffer'!$AU$15:$BO$15,0)-2)","v":{"$error":"#DIV/0!"}},null,{"$f":"OFFSET('4.3 Beregning - Abonnement'!$AW$10,$CN34,BS$6+MATCH($CO34,'4.3 Beregning - Abonnement'!$AW$10:$BY$10,0)-2)","v":0},{"$f":"OFFSET('4.3 Beregning - Abonnement'!$AW$10,$CN34,BT$6+MATCH($CO34,'4.3 Beregning - Abonnement'!$AW$10:$BY$10,0)-2)","v":0},{"$f":"OFFSET('4.3 Beregning - Abonnement'!$AW$10,$CN34,BU$6+MATCH($CO34,'4.3 Beregning - Abonnement'!$AW$10:$BY$10,0)-2)","v":0},{"$f":"OFFSET('4.3 Beregning - Abonnement'!$CA$10,$CN34,BU$6+MATCH($CO34,'4.3 Beregning - Abonnement'!$CA$10:$DC$10,0)-2)","v":0},{"$f":"OFFSET('4.3 Beregning - Abonnement'!$AW$10,$CN34,BV$6+MATCH($CO34,'4.3 Beregning - Abonnement'!$AW$10:$BY$10,0)-2)","v":0},{"$f":"OFFSET('4.3 Beregning - Abonnement'!$CA$10,$CN34,BV$6+MATCH($CO34,'4.3 Beregning - Abonnement'!$CA$10:$DC$10,0)-2)","v":0},{"$f":"OFFSET('4.3 Beregning - Abonnement'!$AW$10,$CN34,BW$6+MATCH($CO34,'4.3 Beregning - Abonnement'!$AW$10:$BY$10,0)-2)","v":0},{"$f":"OFFSET('4.3 Beregning - Abonnement'!$CA$10,$CN34,BW$6+MATCH($CO34,'4.3 Beregning - Abonnement'!$CA$10:$DC$10,0)-2)","v":0},null,{"$f":"OFFSET('4.3 Beregning - Abonnement'!$DE$10,$CN34,CJ$6+MATCH($CO34,'4.3 Beregning - Abonnement'!$DE$10:$DN$10,0)-2)","v":0},{"$f":"OFFSET('4.3 Beregning - Abonnement'!$DE$10,$CN34,CK$6+MATCH($CO34,'4.3 Beregning - Abonnement'!$DE$10:$DN$10,0)-2)","v":0},null,1,25,"A høj",{"$f":"'4.5 Beregning - Tariffer'!B40","v":"8.4 Øvrige anlægsaktiver"},{"$f":"'gl værdier abonn'!B40","v":"Total før afrunding"}]
["Omkostninger, total",null,"",0,"",0,"",0,"",0,null,{"$f":"IFERROR(IF('Forside Print'!$E$12=1,BS34,BS34/12),\"\")","v":0},{"$f":"IFERROR(IF('Forside Print'!$E$12=1,BS70,BS70/12),\"\")","v":0},{"$f":"IFERROR(IF('Forside Print'!$E$12=1,BT34,BT34/12),\"\")","v":0},{"$f":"IFERROR(IF('Forside Print'!$E$12=1,BT70,BT70/12),\"\")","v":0},{"$f":"IFERROR(IF('Forside Print'!$E$12=1,BU34,BU34/12),\"\")","v":0},{"$f":"IFERROR(IF('Forside Print'!$E$12=1,BU70,BU70/12),\"\")","v":0},{"$f":"IFERROR(IF('Forside Print'!$E$12=1,BV34,BV34/12),\"\")","v":0},{"$f":"IFERROR(IF('Forside Print'!$E$12=1,BV70,BV70/12),\"\")","v":0},{"$f":"IFERROR(IF('Forside Print'!$E$12=1,BW34,BW34/12),\"\")","v":0},{"$f":"IFERROR(IF('Forside Print'!$E$12=1,BW70,BW70/12),\"\")","v":0},null,"Omkostninger, total","",0,null,{"$f":"IFERROR(IF('Forside Print'!$E$12=1,CA34,CA34/12),\"\")","v":0},{"$f":"IFERROR(IF('Forside Print'!$E$12=1,CA70,CA70/12),\"\")","v":0},{"$f":"IFERROR(IF('Forside Print'!$E$12=1,CB34,CB34/12),\"\")","v":0},{"$f":"IFERROR(IF('Forside Print'!$E$12=1,CB70,CB70/12),\"\")","v":0},{"$f":"IFERROR(IF('Forside Print'!$E$12=1,CC34,CC34/12),\"\")","v":0},{"$f":"IFERROR(IF('Forside Print'!$E$12=1,CC70,CC70/12),\"\")","v":0},{"$f":"IFERROR(IF('Forside Print'!$E$12=1,CD34,CD34/12),\"\")","v":0},{"$f":"IFERROR(IF('Forside Print'!$E$12=1,CD70,CD70/12),\"\")","v":0},{"$f":"IFERROR(IF('Forside Print'!$E$12=1,CE34,CE34/12),\"\")","v":0},{"$f":"IFERROR(IF('Forside Print'!$E$12=1,CE70,CE70/12),\"\")","v":0},{"$f":"IFERROR(IF('Forside Print'!$E$12=1,CF34,CF34/12),\"\")","v":0},{"$f":"IFERROR(IF('Forside Print'!$E$12=1,CF70,CF70/12),\"\")","v":0},{"$f":"IFERROR(IF('Forside Print'!$E$12=1,CG34,CG34/12),\"\")","v":0},{"$f":"IFERROR(IF('Forside Print'!$E$12=1,CG70,CG70/12),\"\")","v":0},{"$f":"IFERROR(IF('Forside Print'!$E$12=1,CH34,CH34/12),\"\")","v":0},{"$f":"IFERROR(IF('Forside Print'!$E$12=1,CH70,CH70/12),\"\")","v":0},null,{"$f":"IFERROR(IF('Forside Print'!$E$12=1,CJ34,CJ34/12),\"\")","v":0},{"$f":"IFERROR(IF('Forside Print'!$E$12=1,CJ70,CJ70/12),\"\")","v":0},{"$f":"IFERROR(IF('Forside Print'!$E$12=1,CK34,CK34/12),\"\")","v":0},{"$f":"IFERROR(IF('Forside Print'!$E$12=1,CK70,CK70/12),\"\")","v":0},null,null,null,null,null,null,null,null,null,null,null,null,null,null,null,null,null,"Omkostninger, total",{"$f":"OFFSET('4.5 Beregning - Tariffer'!$BQ$15,$CN34,BN$6+MATCH($CO34,'4.5 Beregning - Tariffer'!$BQ$15:$CK$15,0)-2)","v":{"$error":"#DIV/0!"}},{"$f":"OFFSET('4.5 Beregning - Tariffer'!$BQ$15,$CN34,BO$6+MATCH($CO34,'4.5 Beregning - Tariffer'!$BQ$15:$CK$15,0)-2)","v":{"$error":"#DIV/0!"}},{"$f":"OFFSET('4.5 Beregning - Tariffer'!$BQ$15,$CN34,BP$6+MATCH($CO34,'4.5 Beregning - Tariffer'!$BQ$15:$CK$15,0)-2)","v":{"$error":"#DIV/0!"}},{"$f":"OFFSET('4.5 Beregning - Tariffer'!$BQ$15,$CN34,BQ$6+MATCH($CO34,'4.5 Beregning - Tariffer'!$BQ$15:$CK$15,0)-2)","v":{"$error":"#DIV/0!"}},null,{"$f":"OFFSET('4.3 Beregning - Abonnement'!$S$10,$CN38,BS$6+MATCH($CO38,'4.3 Beregning - Abonnement'!$S$10:$AU$10,0)-2)","v":0},{"$f":"OFFSET('4.3 Beregning - Abonnement'!$S$10,$CN38,BT$6+MATCH($CO38,'4.3 Beregning - Abonnement'!$S$10:$AU$10,0)-2)","v":0},{"$f":"OFFSET('4.3 Beregning - Abonnement'!$S$10,$CN38,BU$6+MATCH($CO38,'4.3 Beregning - Abonnement'!$S$10:$AU$10,0)-2)","v":0},{"$f":"OFFSET('4.3 Beregning - Abonnement'!$S$10,$CN38,BV$6+MATCH($CO38,'4.3 Beregning - Abonnement'!$S$10:$AU$10,0)-2)","v":0},{"$f":"OFFSET('4.3 Beregning - Abonnement'!$S$10,$CN38,BW$6+MATCH($CO38,'4.3 Beregning - Abonnement'!$S$10:$AU$10,0)-2)","v":0},null,{"$f":"OFFSET('4.5 Beregning - Tariffer'!$AU$15,$CN34,COUNTA('4.5 Beregning - Tariffer'!$AU$16:AU$16)+MATCH($CO34,'4.5 Beregning - Tariffer'!$AU$15:$BO$15,0)-2)","v":{"$error":"#DIV/0!"}},null,{"$f":"OFFSET('4.3 Beregning - Abonnement'!$AW$10,$CN38,BS$6+MATCH($CO38,'4.3 Beregning - Abonnement'!$AW$10:$BY$10,0)-2)","v":0},{"$f":"OFFSET('4.3 Beregning - Abonnement'!$AW$10,$CN38,BT$6+MATCH($CO38,'4.3 Beregning - Abonnement'!$AW$10:$BY$10,0)-2)","v":0},{"$f":"OFFSET('4.3 Beregning - Abonnement'!$AW$10,$CN38,BU$6+MATCH($CO38,'4.3 Beregning - Abonnement'!$AW$10:$BY$10,0)-2)","v":0},{"$f":"OFFSET('4.3 Beregning - Abonnement'!$CA$10,$CN38,BU$6+MATCH($CO38,'4.3 Beregning - Abonnement'!$CA$10:$DC$10,0)-2)","v":0},{"$f":"OFFSET('4.3 Beregning - Abonnement'!$AW$10,$CN38,BV$6+MATCH($CO38,'4.3 Beregning - Abonnement'!$AW$10:$BY$10,0)-2)","v":0},{"$f":"OFFSET('4.3 Beregning - Abonnement'!$CA$10,$CN38,BV$6+MATCH($CO38,'4.3 Beregning - Abonnement'!$CA$10:$DC$10,0)-2)","v":0},{"$f":"OFFSET('4.3 Beregning - Abonnement'!$AW$10,$CN38,BW$6+MATCH($CO38,'4.3 Beregning - Abonnement'!$AW$10:$BY$10,0)-2)","v":0},{"$f":"OFFSET('4.3 Beregning - Abonnement'!$CA$10,$CN38,BW$6+MATCH($CO38,'4.3 Beregning - Abonnement'!$CA$10:$DC$10,0)-2)","v":0},null,{"$f":"OFFSET('4.3 Beregning - Abonnement'!$DE$10,$CN35,CJ$6+MATCH($CO35,'4.3 Beregning - Abonnement'!$DE$10:$DN$10,0)-2)","v":0},{"$f":"OFFSET('4.3 Beregning - Abonnement'!$DE$10,$CN35,CK$6+MATCH($CO35,'4.3 Beregning - Abonnement'!$DE$10:$DN$10,0)-2)","v":0},null,1,26,"A høj",{"$f":"'4.5 Beregning - Tariffer'!B41","v":"Omkostninger, total"},{"$f":"'gl værdier abonn'!B41","v":"Total efter afrunding"}]
["Forrentning af kapital",null,"",0,"",0,"",0,"",0,null,{"$f":"IFERROR(IF('Forside Print'!$E$12=1,BS35,BS35/12),\"\")","v":0},{"$f":"IFERROR(IF('Forside Print'!$E$12=1,BS71,BS71/12),\"\")","v":0},{"$f":"IFERROR(IF('Forside Print'!$E$12=1,BT35,BT35/12),\"\")","v":0},{"$f":"IFERROR(IF('Forside Print'!$E$12=1,BT71,BT71/12),\"\")","v":0},{"$f":"IFERROR(IF('Forside Print'!$E$12=1,BU35,BU35/12),\"\")","v":0},{"$f":"IFERROR(IF('Forside Print'!$E$12=1,BU71,BU71/12),\"\")","v":0},{"$f":"IFERROR(IF('Forside Print'!$E$12=1,BV35,BV35/12),\"\")","v":0},{"$f":"IFERROR(IF('Forside Print'!$E$12=1,BV71,BV71/12),\"\")","v":0},{"$f":"IFERROR(IF('Forside Print'!$E$12=1,BW35,BW35/12),\"\")","v":0},{"$f":"IFERROR(IF('Forside Print'!$E$12=1,BW71,BW71/12),\"\")","v":0},null,"Forrentning af kapital","",0,null,{"$f":"IFERROR(IF('Forside Print'!$E$12=1,CA35,CA35/12),\"\")","v":0},{"$f":"IFERROR(IF('Forside Print'!$E$12=1,CA71,CA71/12),\"\")","v":0},{"$f":"IFERROR(IF('Forside Print'!$E$12=1,CB35,CB35/12),\"\")","v":0},{"$f":"IFERROR(IF('Forside Print'!$E$12=1,CB71,CB71/12),\"\")","v":0},{"$f":"IFERROR(IF('Forside Print'!$E$12=1,CC35,CC35/12),\"\")","v":0},{"$f":"IFERROR(IF('Forside Print'!$E$12=1,CC71,CC71/12),\"\")","v":0},{"$f":"IFERROR(IF('Forside Print'!$E$12=1,CD35,CD35/12),\"\")","v":0},{"$f":"IFERROR(IF('Forside Print'!$E$12=1,CD71,CD71/12),\"\")","v":0},{"$f":"IFERROR(IF('Forside Print'!$E$12=1,CE35,CE35/12),\"\")","v":0},{"$f":"IFERROR(IF('Forside Print'!$E$12=1,CE71,CE71/12),\"\")","v":0},{"$f":"IFERROR(IF('Forside Print'!$E$12=1,CF35,CF35/12),\"\")","v":0},{"$f":"IFERROR(IF('Forside Print'!$E$12=1,CF71,CF71/12),\"\")","v":0},{"$f":"IFERROR(IF('Forside Print'!$E$12=1,CG35,CG35/12),\"\")","v":0},{"$f":"IFERROR(IF('Forside Print'!$E$12=1,CG71,CG71/12),\"\")","v":0},{"$f":"IFERROR(IF('Forside Print'!$E$12=1,CH35,CH35/12),\"\")","v":0},{"$f":"IFERROR(IF('Forside Print'!$E$12=1,CH71,CH71/12),\"\")","v":0},null,{"$f":"IFERROR(IF('Forside Print'!$E$12=1,CJ35,CJ35/12),\"\")","v":0},{"$f":"IFERROR(IF('Forside Print'!$E$12=1,CJ71,CJ71/12),\"\")","v":0},{"$f":"IFERROR(IF('Forside Print'!$E$12=1,CK35,CK35/12),\"\")","v":0},{"$f":"IFERROR(IF('Forside Print'!$E$12=1,CK71,CK71/12),\"\")","v":0},null,null,null,null,null,null,null,null,null,null,null,null,null,null,null,null,null,"Forrentning af kapital",{"$f":"OFFSET('4.5 Beregning - Tariffer'!$BQ$15,$CN35,BN$6+MATCH($CO35,'4.5 Beregning - Tariffer'!$BQ$15:$CK$15,0)-2)","v":{"$error":"#DIV/0!"}},{"$f":"OFFSET('4.5 Beregning - Tariffer'!$BQ$15,$CN35,BO$6+MATCH($CO35,'4.5 Beregning - Tariffer'!$BQ$15:$CK$15,0)-2)","v":{"$error":"#DIV/0!"}},{"$f":"OFFSET('4.5 Beregning - Tariffer'!$BQ$15,$CN35,BP$6+MATCH($CO35,'4.5 Beregning - Tariffer'!$BQ$15:$CK$15,0)-2)","v":{"$error":"#DIV/0!"}},{"$f":"OFFSET('4.5 Beregning - Tariffer'!$BQ$15,$CN35,BQ$6+MATCH($CO35,'4.5 Beregning - Tariffer'!$BQ$15:$CK$15,0)-2)","v":{"$error":"#DIV/0!"}},null,null,null,null,null,null,null,{"$f":"OFFSET('4.5 Beregning - Tariffer'!$AU$15,$CN35,COUNTA('4.5 Beregning - Tariffer'!$AU$16:AU$16)+MATCH($CO35,'4.5 Beregning - Tariffer'!$AU$15:$BO$15,0)-2)","v":{"$error":"#DIV/0!"}},null,null,null,null,null,null,null,null,null,null,null,null,null,1,27,"A høj",{"$f":"'4.5 Beregning - Tariffer'!B42","v":"Forrentning af kapital"},{"$f":"'gl værdier abonn'!B42","v":0}]
["Tillæg for fremtidige inv./fradrag for sparede reinv.",null,"",0,0,0,"",0,"",0,null,{"$f":"IFERROR(IF('Forside Print'!$E$12=1,BS36,BS36/12),\"\")","v":0},{"$f":"IFERROR(IF('Forside Print'!$E$12=1,BS72,BS72/12),\"\")","v":0},{"$f":"IFERROR(IF('Forside Print'!$E$12=1,BT36,BT36/12),\"\")","v":0},{"$f":"IFERROR(IF('Forside Print'!$E$12=1,BT72,BT72/12),\"\")","v":0},{"$f":"IFERROR(IF('Forside Print'!$E$12=1,BU36,BU36/12),\"\")","v":0},{"$f":"IFERROR(IF('Forside Print'!$E$12=1,BU72,BU72/12),\"\")","v":0},{"$f":"IFERROR(IF('Forside Print'!$E$12=1,BV36,BV36/12),\"\")","v":0},{"$f":"IFERROR(IF('Forside Print'!$E$12=1,BV72,BV72/12),\"\")","v":0},{"$f":"IFERROR(IF('Forside Print'!$E$12=1,BW36,BW36/12),\"\")","v":0},{"$f":"IFERROR(IF('Forside Print'!$E$12=1,BW72,BW72/12),\"\")","v":0},null,"Tillæg for fremtidige inv./fradrag for sparede reinv.","",0,null,{"$f":"IFERROR(IF('Forside Print'!$E$12=1,CA36,CA36/12),\"\")","v":0},{"$f":"IFERROR(IF('Forside Print'!$E$12=1,CA72,CA72/12),\"\")","v":0},{"$f":"IFERROR(IF('Forside Print'!$E$12=1,CB36,CB36/12),\"\")","v":0},{"$f":"IFERROR(IF('Forside Print'!$E$12=1,CB72,CB72/12),\"\")","v":0},{"$f":"IFERROR(IF('Forside Print'!$E$12=1,CC36,CC36/12),\"\")","v":0},{"$f":"IFERROR(IF('Forside Print'!$E$12=1,CC72,CC72/12),\"\")","v":0},{"$f":"IFERROR(IF('Forside Print'!$E$12=1,CD36,CD36/12),\"\")","v":0},{"$f":"IFERROR(IF('Forside Print'!$E$12=1,CD72,CD72/12),\"\")","v":0},{"$f":"IFERROR(IF('Forside Print'!$E$12=1,CE36,CE36/12),\"\")","v":0},{"$f":"IFERROR(IF('Forside Print'!$E$12=1,CE72,CE72/12),\"\")","v":0},{"$f":"IFERROR(IF('Forside Print'!$E$12=1,CF36,CF36/12),\"\")","v":0},{"$f":"IFERROR(IF('Forside Print'!$E$12=1,CF72,CF72/12),\"\")","v":0},{"$f":"IFERROR(IF('Forside Print'!$E$12=1,CG36,CG36/12),\"\")","v":0},{"$f":"IFERROR(IF('Forside Print'!$E$12=1,CG72,CG72/12),\"\")","v":0},{"$f":"IFERROR(IF('Forside Print'!$E$12=1,CH36,CH36/12),\"\")","v":0},{"$f":"IFERROR(IF('Forside Print'!$E$12=1,CH72,CH72/12),\"\")","v":0},null,{"$f":"IFERROR(IF('Forside Print'!$E$12=1,CJ36,CJ36/12),\"\")","v":0},{"$f":"IFERROR(IF('Forside Print'!$E$12=1,CJ72,CJ72/12),\"\")","v":0},{"$f":"IFERROR(IF('Forside Print'!$E$12=1,CK36,CK36/12),\"\")","v":0},{"$f":"IFERROR(IF('Forside Print'!$E$12=1,CK72,CK72/12),\"\")","v":0},null,null,null,null,null,null,null,null,null,null,null,null,null,null,null,null,null,"Tillæg for fremtidige inv./fradrag for sparede reinv.",{"$f":"OFFSET('4.5 Beregning - Tariffer'!$BQ$15,$CN36,BN$6+MATCH($CO36,'4.5 Beregning - Tariffer'!$BQ$15:$CK$15,0)-2)","v":{"$error":"#DIV/0!"}},{"$f":"OFFSET('4.5 Beregning - Tariffer'!$BQ$15,$CN36,BO$6+MATCH($CO36,'4.5 Beregning - Tariffer'!$BQ$15:$CK$15,0)-2)","v":0},{"$f":"OFFSET('4.5 Beregning - Tariffer'!$BQ$15,$CN36,BP$6+MATCH($CO36,'4.5 Beregning - Tariffer'!$BQ$15:$CK$15,0)-2)","v":{"$error":"#DIV/0!"}},{"$f":"OFFSET('4.5 Beregning - Tariffer'!$BQ$15,$CN36,BQ$6+MATCH($CO36,'4.5 Beregning - Tariffer'!$BQ$15:$CK$15,0)-2)","v":{"$error":"#DIV/0!"}},null,null,null,null,null,null,null,{"$f":"OFFSET('4.5 Beregning - Tariffer'!$AU$15,$CN36,COUNTA('4.5 Beregning - Tariffer'!$AU$16:AU$16)+MATCH($CO36,'4.5 Beregning - Tariffer'!$AU$15:$BO$15,0)-2)","v":{"$error":"#DIV/0!"}},null,null,null,null,null,null,null,null,null,null,null,null,null,1,28,"A høj",{"$f":"'4.5 Beregning - Tariffer'!B43","v":"Tillæg for fremtidige inv./fradrag for sparede reinv."},{"$f":"'gl værdier abonn'!B43","v":"Beregning af provenu afvigelse grundet afrunding"}]
["Justering sfa. afrundning af abonnement",null,0,0,0,0,0,0,0,0,null,{"$f":"IFERROR(IF('Forside Print'!$E$12=1,BS37,BS37/12),\"\")","v":0},{"$f":"IFERROR(IF('Forside Print'!$E$12=1,BS73,BS73/12),\"\")","v":0},{"$f":"IFERROR(IF('Forside Print'!$E$12=1,BT37,BT37/12),\"\")","v":0},{"$f":"IFERROR(IF('Forside Print'!$E$12=1,BT73,BT73/12),\"\")","v":0},{"$f":"IFERROR(IF('Forside Print'!$E$12=1,BU37,BU37/12),\"\")","v":0},{"$f":"IFERROR(IF('Forside Print'!$E$12=1,BU73,BU73/12),\"\")","v":0},{"$f":"IFERROR(IF('Forside Print'!$E$12=1,BV37,BV37/12),\"\")","v":0},{"$f":"IFERROR(IF('Forside Print'!$E$12=1,BV73,BV73/12),\"\")","v":0},{"$f":"IFERROR(IF('Forside Print'!$E$12=1,BW37,BW37/12),\"\")","v":0},{"$f":"IFERROR(IF('Forside Print'!$E$12=1,BW73,BW73/12),\"\")","v":0},null,"Justering sfa. afrundning af abonnement",0,0,null,{"$f":"IFERROR(IF('Forside Print'!$E$12=1,CA37,CA37/12),\"\")","v":0},{"$f":"IFERROR(IF('Forside Print'!$E$12=1,CA73,CA73/12),\"\")","v":0},{"$f":"IFERROR(IF('Forside Print'!$E$12=1,CB37,CB37/12),\"\")","v":0},{"$f":"IFERROR(IF('Forside Print'!$E$12=1,CB73,CB73/12),\"\")","v":0},{"$f":"IFERROR(IF('Forside Print'!$E$12=1,CC37,CC37/12),\"\")","v":0},{"$f":"IFERROR(IF('Forside Print'!$E$12=1,CC73,CC73/12),\"\")","v":0},{"$f":"IFERROR(IF('Forside Print'!$E$12=1,CD37,CD37/12),\"\")","v":0},{"$f":"IFERROR(IF('Forside Print'!$E$12=1,CD73,CD73/12),\"\")","v":0},{"$f":"IFERROR(IF('Forside Print'!$E$12=1,CE37,CE37/12),\"\")","v":0},{"$f":"IFERROR(IF('Forside Print'!$E$12=1,CE73,CE73/12),\"\")","v":0},{"$f":"IFERROR(IF('Forside Print'!$E$12=1,CF37,CF37/12),\"\")","v":0},{"$f":"IFERROR(IF('Forside Print'!$E$12=1,CF73,CF73/12),\"\")","v":0},{"$f":"IFERROR(IF('Forside Print'!$E$12=1,CG37,CG37/12),\"\")","v":0},{"$f":"IFERROR(IF('Forside Print'!$E$12=1,CG73,CG73/12),\"\")","v":0},{"$f":"IFERROR(IF('Forside Print'!$E$12=1,CH37,CH37/12),\"\")","v":0},{"$f":"IFERROR(IF('Forside Print'!$E$12=1,CH73,CH73/12),\"\")","v":0},null,{"$f":"IFERROR(IF('Forside Print'!$E$12=1,CJ37,CJ37/12),\"\")","v":0},{"$f":"IFERROR(IF('Forside Print'!$E$12=1,CJ73,CJ73/12),\"\")","v":0},{"$f":"IFERROR(IF('Forside Print'!$E$12=1,CK37,CK37/12),\"\")","v":0},{"$f":"IFERROR(IF('Forside Print'!$E$12=1,CK73,CK73/12),\"\")","v":0},null,null,null,null,null,null,null,null,null,null,null,null,null,null,null,null,null,"Justering af tarif sfa. afrundning af abonnement",{"$f":"OFFSET('4.5 Beregning - Tariffer'!$BQ$15,$CN37,BN$6+MATCH($CO37,'4.5 Beregning - Tariffer'!$BQ$15:$CK$15,0)-2)","v":0},{"$f":"OFFSET('4.5 Beregning - Tariffer'!$BQ$15,$CN37,BO$6+MATCH($CO37,'4.5 Beregning - Tariffer'!$BQ$15:$CK$15,0)-2)","v":0},{"$f":"OFFSET('4.5 Beregning - Tariffer'!$BQ$15,$CN37,BP$6+MATCH($CO37,'4.5 Beregning - Tariffer'!$BQ$15:$CK$15,0)-2)","v":0},{"$f":"OFFSET('4.5 Beregning - Tariffer'!$BQ$15,$CN37,BQ$6+MATCH($CO37,'4.5 Beregning - Tariffer'!$BQ$15:$CK$15,0)-2)","v":0},null,{"$f":"OFFSET('4.3 Beregning - Abonnement'!$S$10,$CN40,BS$6+MATCH($CO40,'4.3 Beregning - Abonnement'!$S$10:$AU$10,0)-2)","v":0},{"$f":"OFFSET('4.3 Beregning - Abonnement'!$S$10,$CN40,BT$6+MATCH($CO40,'4.3 Beregning - Abonnement'!$S$10:$AU$10,0)-2)","v":0},{"$f":"OFFSET('4.3 Beregning - Abonnement'!$S$10,$CN40,BU$6+MATCH($CO40,'4.3 Beregning - Abonnement'!$S$10:$AU$10,0)-2)","v":0},{"$f":"OFFSET('4.3 Beregning - Abonnement'!$S$10,$CN40,BV$6+MATCH($CO40,'4.3 Beregning - Abonnement'!$S$10:$AU$10,0)-2)","v":0},{"$f":"OFFSET('4.3 Beregning - Abonnement'!$S$10,$CN40,BW$6+MATCH($CO40,'4.3 Beregning - Abonnement'!$S$10:$AU$10,0)-2)","v":0},null,{"$f":"OFFSET('4.5 Beregning - Tariffer'!$AU$15,$CN37,COUNTA('4.5 Beregning - Tariffer'!$AU$16:AU$16)+MATCH($CO37,'4.5 Beregning - Tariffer'!$AU$15:$BO$15,0)-2)","v":0},null,{"$f":"OFFSET('4.3 Beregning - Abonnement'!$AW$10,$CN40,BS$6+MATCH($CO40,'4.3 Beregning - Abonnement'!$AW$10:$BY$10,0)-2)","v":0},{"$f":"OFFSET('4.3 Beregning - Abonnement'!$AW$10,$CN40,BT$6+MATCH($CO40,'4.3 Beregning - Abonnement'!$AW$10:$BY$10,0)-2)","v":0},{"$f":"OFFSET('4.3 Beregning - Abonnement'!$AW$10,$CN40,BU$6+MATCH($CO40,'4.3 Beregning - Abonnement'!$AW$10:$BY$10,0)-2)","v":0},{"$f":"OFFSET('4.3 Beregning - Abonnement'!$CA$10,$CN40,BU$6+MATCH($CO40,'4.3 Beregning - Abonnement'!$CA$10:$DC$10,0)-2)","v":0},{"$f":"OFFSET('4.3 Beregning - Abonnement'!$AW$10,$CN40,BV$6+MATCH($CO40,'4.3 Beregning - Abonnement'!$AW$10:$BY$10,0)-2)","v":0},{"$f":"OFFSET('4.3 Beregning - Abonnement'!$CA$10,$CN40,BV$6+MATCH($CO40,'4.3 Beregning - Abonnement'!$CA$10:$DC$10,0)-2)","v":0},{"$f":"OFFSET('4.3 Beregning - Abonnement'!$AW$10,$CN40,BW$6+MATCH($CO40,'4.3 Beregning - Abonnement'!$AW$10:$BY$10,0)-2)","v":0},{"$f":"OFFSET('4.3 Beregning - Abonnement'!$CA$10,$CN40,BW$6+MATCH($CO40,'4.3 Beregning - Abonnement'!$CA$10:$DC$10,0)-2)","v":0},null,{"$f":"OFFSET('4.3 Beregning - Abonnement'!$DE$10,$CN40,CJ$6+MATCH($CO40,'4.3 Beregning - Abonnement'!$DE$10:$DN$10,0)-2)","v":0},{"$f":"OFFSET('4.3 Beregning - Abonnement'!$DE$10,$CN40,CK$6+MATCH($CO40,'4.3 Beregning - Abonnement'!$DE$10:$DN$10,0)-2)","v":0},null,1,29,"A høj",{"$f":"'4.5 Beregning - Tariffer'!B44","v":"Justering af tarif sfa. afrundning af abonnement"},{"$f":"'gl værdier abonn'!B44","v":"Antal målere"}]
["Samlet tarif/abonnement",null,"",0,"",0,"",0,"",0,null,{"$f":"IFERROR(IF('Forside Print'!$E$12=1,BS38,BS38/12),\"\")","v":0},{"$f":"IFERROR(IF('Forside Print'!$E$12=1,BS74,BS74/12),\"\")","v":0},{"$f":"IFERROR(IF('Forside Print'!$E$12=1,BT38,BT38/12),\"\")","v":0},{"$f":"IFERROR(IF('Forside Print'!$E$12=1,BT74,BT74/12),\"\")","v":0},{"$f":"IFERROR(IF('Forside Print'!$E$12=1,BU38,BU38/12),\"\")","v":0},{"$f":"IFERROR(IF('Forside Print'!$E$12=1,BU74,BU74/12),\"\")","v":0},{"$f":"IFERROR(IF('Forside Print'!$E$12=1,BV38,BV38/12),\"\")","v":0},{"$f":"IFERROR(IF('Forside Print'!$E$12=1,BV74,BV74/12),\"\")","v":0},{"$f":"IFERROR(IF('Forside Print'!$E$12=1,BW38,BW38/12),\"\")","v":0},{"$f":"IFERROR(IF('Forside Print'!$E$12=1,BW74,BW74/12),\"\")","v":0},null,"Samlet tarif/abonnement","",0,null,{"$f":"IFERROR(IF('Forside Print'!$E$12=1,CA38,CA38/12),\"\")","v":0},{"$f":"IFERROR(IF('Forside Print'!$E$12=1,CA74,CA74/12),\"\")","v":0},{"$f":"IFERROR(IF('Forside Print'!$E$12=1,CB38,CB38/12),\"\")","v":0},{"$f":"IFERROR(IF('Forside Print'!$E$12=1,CB74,CB74/12),\"\")","v":0},{"$f":"IFERROR(IF('Forside Print'!$E$12=1,CC38,CC38/12),\"\")","v":0},{"$f":"IFERROR(IF('Forside Print'!$E$12=1,CC74,CC74/12),\"\")","v":0},{"$f":"IFERROR(IF('Forside Print'!$E$12=1,CD38,CD38/12),\"\")","v":0},{"$f":"IFERROR(IF('Forside Print'!$E$12=1,CD74,CD74/12),\"\")","v":0},{"$f":"IFERROR(IF('Forside Print'!$E$12=1,CE38,CE38/12),\"\")","v":0},{"$f":"IFERROR(IF('Forside Print'!$E$12=1,CE74,CE74/12),\"\")","v":0},{"$f":"IFERROR(IF('Forside Print'!$E$12=1,CF38,CF38/12),\"\")","v":0},{"$f":"IFERROR(IF('Forside Print'!$E$12=1,CF74,CF74/12),\"\")","v":0},{"$f":"IFERROR(IF('Forside Print'!$E$12=1,CG38,CG38/12),\"\")","v":0},{"$f":"IFERROR(IF('Forside Print'!$E$12=1,CG74,CG74/12),\"\")","v":0},{"$f":"IFERROR(IF('Forside Print'!$E$12=1,CH38,CH38/12),\"\")","v":0},{"$f":"IFERROR(IF('Forside Print'!$E$12=1,CH74,CH74/12),\"\")","v":0},null,{"$f":"IFERROR(IF('Forside Print'!$E$12=1,CJ38,CJ38/12),\"\")","v":0},{"$f":"IFERROR(IF('Forside Print'!$E$12=1,CJ74,CJ74/12),\"\")","v":0},{"$f":"IFERROR(IF('Forside Print'!$E$12=1,CK38,CK38/12),\"\")","v":0},{"$f":"IFERROR(IF('Forside Print'!$E$12=1,CK74,CK74/12),\"\")","v":0},null,null,null,null,null,null,null,null,null,null,null,null,null,null,null,null,null,"Samlet tarif-betaling",{"$f":"OFFSET('4.5 Beregning - Tariffer'!$BQ$15,$CN38,BN$6+MATCH($CO38,'4.5 Beregning - Tariffer'!$BQ$15:$CK$15,0)-2)","v":{"$error":"#DIV/0!"}},{"$f":"OFFSET('4.5 Beregning - Tariffer'!$BQ$15,$CN38,BO$6+MATCH($CO38,'4.5 Beregning - Tariffer'!$BQ$15:$CK$15,0)-2)","v":{"$error":"#DIV/0!"}},{"$f":"OFFSET('4.5 Beregning - Tariffer'!$BQ$15,$CN38,BP$6+MATCH($CO38,'4.5 Beregning - Tariffer'!$BQ$15:$CK$15,0)-2)","v":{"$error":"#DIV/0!"}},{"$f":"OFFSET('4.5 Beregning - Tariffer'!$BQ$15,$CN38,BQ$6+MATCH($CO38,'4.5 Beregning - Tariffer'!$BQ$15:$CK$15,0)-2)","v":{"$error":"#DIV/0!"}},null,{"$f":"OFFSET('4.3 Beregning - Abonnement'!$S$10,$CN39,BS$6+MATCH($CO39,'4.3 Beregning - Abonnement'!$S$10:$AU$10,0)-2)","v":0},{"$f":"OFFSET('4.3 Beregning - Abonnement'!$S$10,$CN39,BT$6+MATCH($CO39,'4.3 Beregning - Abonnement'!$S$10:$AU$10,0)-2)","v":0},{"$f":"OFFSET('4.3 Beregning - Abonnement'!$S$10,$CN39,BU$6+MATCH($CO39,'4.3 Beregning - Abonnement'!$S$10:$AU$10,0)-2)","v":0},{"$f":"OFFSET('4.3 Beregning - Abonnement'!$S$10,$CN39,BV$6+MATCH($CO39,'4.3 Beregning - Abonnement'!$S$10:$AU$10,0)-2)","v":0},{"$f":"OFFSET('4.3 Beregning - Abonnement'!$S$10,$CN39,BW$6+MATCH($CO39,'4.3 Beregning - Abonnement'!$S$10:$AU$10,0)-2)","v":0},null,{"$f":"OFFSET('4.5 Beregning - Tariffer'!$AU$15,$CN38,COUNTA('4.5 Beregning - Tariffer'!$AU$16:AU$16)+MATCH($CO38,'4.5 Beregning - Tariffer'!$AU$15:$BO$15,0)-2)","v":{"$error":"#DIV/0!"}},null,{"$f":"OFFSET('4.3 Beregning - Abonnement'!$AW$10,$CN39,BS$6+MATCH($CO39,'4.3 Beregning - Abonnement'!$AW$10:$BY$10,0)-2)","v":0},{"$f":"OFFSET('4.3 Beregning - Abonnement'!$AW$10,$CN39,BT$6+MATCH($CO39,'4.3 Beregning - Abonnement'!$AW$10:$BY$10,0)-2)","v":0},{"$f":"OFFSET('4.3 Beregning - Abonnement'!$AW$10,$CN39,BU$6+MATCH($CO39,'4.3 Beregning - Abonnement'!$AW$10:$BY$10,0)-2)","v":0},{"$f":"OFFSET('4.3 Beregning - Abonnement'!$CA$10,$CN39,BU$6+MATCH($CO39,'4.3 Beregning - Abonnement'!$CA$10:$DC$10,0)-2)","v":0},{"$f":"OFFSET('4.3 Beregning - Abonnement'!$AW$10,$CN39,BV$6+MATCH($CO39,'4.3 Beregning - Abonnement'!$AW$10:$BY$10,0)-2)","v":0},{"$f":"OFFSET('4.3 Beregning - Abonnement'!$CA$10,$CN39,BV$6+MATCH($CO39,'4.3 Beregning - Abonnement'!$CA$10:$DC$10,0)-2)","v":0},{"$f":"OFFSET('4.3 Beregning - Abonnement'!$AW$10,$CN39,BW$6+MATCH($CO39,'4.3 Beregning - Abonnement'!$AW$10:$BY$10,0)-2)","v":0},{"$f":"OFFSET('4.3 Beregning - Abonnement'!$CA$10,$CN39,BW$6+MATCH($CO39,'4.3 Beregning - Abonnement'!$CA$10:$DC$10,0)-2)","v":0},null,{"$f":"OFFSET('4.3 Beregning - Abonnement'!$DE$10,$CN39,CJ$6+MATCH($CO39,'4.3 Beregning - Abonnement'!$DE$10:$DN$10,0)-2)","v":0},{"$f":"OFFSET('4.3 Beregning - Abonnement'!$DE$10,$CN39,CK$6+MATCH($CO39,'4.3 Beregning - Abonnement'!$DE$10:$DN$10,0)-2)","v":0},null,1,30,"A høj",{"$f":"'4.5 Beregning - Tariffer'!B45","v":"Samlet tarif-betaling"},{"$f":"'gl værdier abonn'!B45","v":"Afrundunding pr. Abon., kr"}]
[null,null,null,null,null,null,null,null,null,null,null,null,null,null,null,null,null,null,null,null,null,null,null,null,null,null,null,null,null,null,null,null,null,null,null,null,null,null,null,null,null,null,null,null,null,null,null,null,null,null,null,null,null,null,null,null,null,null,null,null,null,null,null,null,null,null,null,null,null,null,null,null,null,null,null,null,null,null,null,null,null,null,null,null,null,null,null,null,null,null,{"$f":"IF(CN39=1,CM38+1,CM38)","v":1},31,"A høj",{"$f":"CP7","v":0},{"$f":"CQ7","v":0}]
[null,null,{"$f":"C8","v":"Lav"},null,{"$f":"E8","v":"Høj"},null,{"$f":"G8","v":"Spids"},null,{"$f":"I8","v":"Flad/gns."},null,null,{"$f":"L8","v":"Afr. grp 1"},null,{"$f":"N8","v":"Afr. grp 2"},null,{"$f":"P8","v":"Afr. grp 4"},null,{"$f":"R8","v":"Afr. grp 5 og 6"},null,{"$f":"T8","v":"Skabelon"},null,null,null,{"$f":"X8","v":"Rådighedsbetaling"},null,null,{"$f":"AA8","v":"Afr. grp 1 - Time"},null,{"$f":"AC8","v":"Afr. grp 2 - Time"},null,{"$f":"AE8","v":"Afr. grp 4 - Time"},null,{"$f":"AG8","v":"Afr. grp 4 - Skbl."},null,{"$f":"AI8","v":"Afr. grp 5 og 6 - Time"},null,{"$f":"AK8","v":"Afr. grp 5 og 6 - Skbl."},null,{"$f":"AM8","v":"Skabelon - Time"},null,{"$f":"AO8","v":"Skabelon- Skbl."},null,null,{"$f":"AR8","v":"Kraft-værker"},null,{"$f":"AT8","v":"Vind-møller"},null,null,null,null,null,null,null,null,null,null,null,null,null,null,null,null,null,null,null,null,null,null,null,null,null,null,null,null,null,null,null,null,null,null,null,null,null,null,null,null,null,null,null,null,{"$f":"IF(CN40=1,CM39+1,CM39)","v":1},35,"A høj"]
[]
[null,null,null,null,null,null,null,null,null,null,null,null,null,null,null,null,null,null,null,null,null,null,null,null,null,null,null,null,null,null,null,null,null,null,null,null,null,null,null,null,null,null,null,null,null,null,null,null,null,null,null,null,null,null,null,null,null,null,null,null,null,null,null,null,null,2,3,4,1,null,null,null,null,null,null,null,null,null,"Produktionsmålere",null,null,null,null,null,null,null,null,{"$f":"'gl værdier abonn'!$DE$12","v":0}]
[null,null,null,null,null,null,null,null,null,null,null,null,null,null,null,null,null,null,null,null,null,null,null,null,null,null,null,null,null,null,null,null,null,null,null,null,null,null,null,null,null,null,null,null,null,null,null,null,null,null,null,null,null,null,null,null,null,null,null,null,null,null,null,null,"Gamle værdier",{"$f":"'4.5 Beregning - Tariffer'!$BQ$12","v":"Tabel: B.4.5.3 Tariffer, egenproducenter - bruttoforbrug"},null,null,null,null,{"$f":"OFFSET('gl værdier abonn'!$S$10,$CN8,BS$6+MATCH($CO8,'gl værdier abonn'!$S$10:$AU$10,0)-2)","v":"Afr. grp 1"},{"$f":"OFFSET('gl værdier abonn'!$S$10,$CN8,BT$6+MATCH($CO8,'gl værdier abonn'!$S$10:$AU$10,0)-2)","v":"Afr. grp 2"},{"$f":"OFFSET('gl værdier abonn'!$S$10,$CN8,BU$6+MATCH($CO8,'gl værdier abonn'!$S$10:$AU$10,0)-2)","v":"Afr. grp 4"},{"$f":"OFFSET('gl værdier abonn'!$S$10,$CN8,BV$6+MATCH($CO8,'gl værdier abonn'!$S$10:$AU$10,0)-2)","v":"Afr. grp 5 og 6"},{"$f":"OFFSET('gl værdier abonn'!$S$10,$CN8,BW$6+MATCH($CO8,'gl værdier abonn'!$S$10:$AU$10,0)-2)","v":"Skabelon"},null,{"$f":"'4.5 Beregning - Tariffer'!AU48","v":0},null,{"$f":"OFFSET('gl værdier abonn'!$AW$10,$CN8,BS$6+MATCH($CO8,'gl værdier abonn'!$AW$10:$BY$10,0)-2)","v":"Afr. grp 1"},{"$f":"OFFSET('gl værdier abonn'!$AW$10,$CN8,BT$6+MATCH($CO8,'gl værdier abonn'!$AW$10:$BY$10,0)-2)","v":"Afr. grp 2"},{"$f":"OFFSET('gl værdier abonn'!$AW$10,$CN8,BU$6+MATCH($CO8,'gl værdier abonn'!$AW$10:$BY$10,0)-2)","v":"Afr. grp 4"},{"$f":"OFFSET('gl værdier abonn'!$AW$10,$CN8,BU$6+MATCH($CO8,'gl værdier abonn'!$AW$10:$BY$10,0)-2)","v":"Afr. grp 4"},{"$f":"OFFSET('gl værdier abonn'!$AW$10,$CN8,BV$6+MATCH($CO8,'gl værdier abonn'!$AW$10:$BY$10,0)-2)","v":"Afr. grp 5 og 6"},{"$f":"OFFSET('gl værdier abonn'!$AW$10,$CN8,BV$6+MATCH($CO8,'gl værdier abonn'!$AW$10:$BY$10,0)-2)","v":"Afr. grp 5 og 6"},{"$f":"OFFSET('gl værdier abonn'!$AW$10,$CN8,BW$6+MATCH($CO8,'gl værdier abonn'!$AW$10:$BY$10,0)-2)","v":"Skabelon"},{"$f":"OFFSET('gl værdier abonn'!$AW$10,$CN8,BW$6+MATCH($CO8,'gl værdier abonn'!$AW$10:$BY$10,0)-2)","v":"Skabelon"},null,{"$f":"OFFSET('gl værdier abonn'!$DE$10,$CN8,CJ$6+MATCH($CO8,'gl værdier abonn'!$DE$10:$DN$10,0)-2)","v":"Kraft-værker"},{"$f":"OFFSET('gl værdier abonn'!$DE$10,$CN8,CK$6+MATCH($CO8,'gl værdier abonn'!$DE$10:$DN$10,0)-2)","v":"Vind-møller"}]
[null,null,null,null,null,null,null,null,null,null,null,null,null,null,null,null,null,null,null,null,null,null,null,null,null,null,null,null,null,null,null,null,null,null,null,null,null,null,null,null,null,null,null,null,null,null,null,null,null,null,null,null,null,null,null,null,null,null,null,null,null,null,null,null,{"$f":"A8","v":"A høj"},{"$f":"OFFSET('gl værdier tarif'!$BQ$15,$CN44,BN$6+MATCH($CO44,'gl værdier tarif'!$BQ$15:$CK$15,0)-2)","v":"Spids"},{"$f":"OFFSET('gl værdier tarif'!$BQ$15,$CN44,BO$6+MATCH($CO44,'gl værdier tarif'!$BQ$15:$CK$15,0)-2)","v":"Høj"},{"$f":"OFFSET('gl værdier tarif'!$BQ$15,$CN44,BP$6+MATCH($CO44,'gl værdier tarif'!$BQ$15:$CK$15,0)-2)","v":"Lav"},{"$f":"OFFSET('gl værdier tarif'!$BQ$15,$CN44,BQ$6+MATCH($CO44,'gl værdier tarif'!$BQ$15:$CK$15,0)-2)","v":"Flad/gns."},null,null,null,null,null,null,null,{"$f":"OFFSET('gl værdier tarif'!$AU$15,$CN44,1+MATCH($CO44,'gl værdier tarif'!$AU$15:$BO$15,0)-2)","v":"Flad/gns."},null,null,null,null,null,null,null,null,null,null,null,null,null,{"$f":"IF(CN44=1,CM43+1,CM43)","v":1},1,{"$f":"BM44","v":"A høj"}]
[null,null,null,null,null,null,null,null,null,null,null,null,null,null,null,null,null,null,null,null,null,null,null,null,null,null,null,null,null,null,null,null,null,null,null,null,null,null,null,null,null,null,null,null,null,null,null,null,null,null,null,null,null,null,null,null,null,null,null,null,null,null,null,null,null,null,null,null,null,null,null,null,null,null,null,null,null,null,"Time","Time","Time","Kvt.","Time","Kvt.","Time","Kvt."]
[null,null,null,null,null,null,null,null,null,null,null,null,null,null,null,null,null,null,null,null,null,null,null,null,null,null,null,null,null,null,null,null,null,null,null,null,null,null,null,null,null,null,null,null,null,null,null,null,null,null,null,null,null,null,null,null,null,null,null,null,null,null,null,null,{"$f":"CP46","v":"1. DRIFT"},{"$f":"OFFSET('gl værdier tarif'!$BQ$15,$CN46,BN$6+MATCH($CO46,'gl værdier tarif'!$BQ$15:$CK$15,0)-2)","v":0},{"$f":"OFFSET('gl værdier tarif'!$BQ$15,$CN46,BO$6+MATCH($CO46,'gl værdier tarif'!$BQ$15:$CK$15,0)-2)","v":0},{"$f":"OFFSET('gl værdier tarif'!$BQ$15,$CN46,BP$6+MATCH($CO46,'gl værdier tarif'!$BQ$15:$CK$15,0)-2)","v":0},{"$f":"OFFSET('gl værdier tarif'!$BQ$15,$CN46,BQ$6+MATCH($CO46,'gl værdier tarif'!$BQ$15:$CK$15,0)-2)","v":0},null,{"$f":"OFFSET('gl værdier abonn'!$S$10,$CN11,BS$6+MATCH($CO11,'gl værdier abonn'!$S$10:$AU$10,0)-2)","v":0},{"$f":"OFFSET('gl værdier abonn'!$S$10,$CN11,BT$6+MATCH($CO11,'gl værdier abonn'!$S$10:$AU$10,0)-2)","v":0},{"$f":"OFFSET('gl værdier abonn'!$S$10,$CN11,BU$6+MATCH($CO11,'gl værdier abonn'!$S$10:$AU$10,0)-2)","v":0},{"$f":"OFFSET('gl værdier abonn'!$S$10,$CN11,BV$6+MATCH($CO11,'gl værdier abonn'!$S$10:$AU$10,0)-2)","v":0},{"$f":"OFFSET('gl værdier abonn'!$S$10,$CN11,BW$6+MATCH($CO11,'gl værdier abonn'!$S$10:$AU$10,0)-2)","v":0},null,{"$f":"OFFSET('gl værdier tarif'!$AU$15,$CN46,COUNTA('gl værdier tarif'!$AU$16:AU$16)+MATCH($CO46,'gl værdier tarif'!$AU$15:$BO$15,0)-2)","v":0},null,{"$f":"OFFSET('gl værdier abonn'!$AW$10,$CN11,BS$6+MATCH($CO11,'gl værdier abonn'!$AW$10:$BY$10,0)-2)","v":0},{"$f":"OFFSET('gl værdier abonn'!$AW$10,$CN11,BT$6+MATCH($CO11,'gl værdier abonn'!$AW$10:$BY$10,0)-2)","v":0},{"$f":"OFFSET('gl værdier abonn'!$AW$10,$CN11,BU$6+MATCH($CO11,'gl værdier abonn'!$AW$10:$BY$10,0)-2)","v":0},{"$f":"OFFSET('gl værdier abonn'!$AW$10,$CN11,BU$6+MATCH($CO11,'gl værdier abonn'!$AW$10:$BY$10,0)-2)","v":0},{"$f":"OFFSET('gl værdier abonn'!$AW$10,$CN11,BV$6+MATCH($CO11,'gl værdier abonn'!$AW$10:$BY$10,0)-2)","v":0},{"$f":"OFFSET('gl værdier abonn'!$AW$10,$CN11,BV$6+MATCH($CO11,'gl værdier abonn'!$AW$10:$BY$10,0)-2)","v":0},{"$f":"OFFSET('gl værdier abonn'!$AW$10,$CN11,BW$6+MATCH($CO11,'gl værdier abonn'!$AW$10:$BY$10,0)-2)","v":0},{"$f":"OFFSET('gl værdier abonn'!$AW$10,$CN11,BW$6+MATCH($CO11,'gl værdier abonn'!$AW$10:$BY$10,0)-2)","v":0},null,{"$f":"OFFSET('gl værdier abonn'!$DE$10,$CN11,CJ$6+MATCH($CO11,'gl værdier abonn'!$DE$10:$DN$10,0)-2)","v":0},{"$f":"OFFSET('gl værdier abonn'!$DE$10,$CN11,CK$6+MATCH($CO11,'gl værdier abonn'!$DE$10:$DN$10,0)-2)","v":0},null,{"$f":"IF(CN46=1,CM44+1,CM44)","v":1},2,{"$f":"CO44","v":"A høj"},{"$f":"CP10","v":"1. DRIFT"},{"$f":"'gl værdier abonn'!B53","v":0}]
[null,null,null,null,null,null,null,null,null,null,null,null,null,null,null,null,null,null,null,null,null,null,null,null,null,null,null,null,null,null,null,null,null,null,null,null,null,null,null,null,null,null,null,null,null,null,null,null,null,null,null,null,null,null,null,null,null,null,null,null,null,null,null,null,{"$f":"CP47","v":"1.1 Drift og vedligehold af transformerstationer"},{"$f":"OFFSET('gl værdier tarif'!$BQ$15,$CN47,BN$6+MATCH($CO47,'gl værdier tarif'!$BQ$15:$CK$15,0)-2)","v":0},{"$f":"OFFSET('gl værdier tarif'!$BQ$15,$CN47,BO$6+MATCH($CO47,'gl værdier tarif'!$BQ$15:$CK$15,0)-2)","v":0},{"$f":"OFFSET('gl værdier tarif'!$BQ$15,$CN47,BP$6+MATCH($CO47,'gl værdier tarif'!$BQ$15:$CK$15,0)-2)","v":0},{"$f":"OFFSET('gl værdier tarif'!$BQ$15,$CN47,BQ$6+MATCH($CO47,'gl værdier tarif'!$BQ$15:$CK$15,0)-2)","v":0},null,{"$f":"OFFSET('gl værdier abonn'!$S$10,$CN12,BS$6+MATCH($CO12,'gl værdier abonn'!$S$10:$AU$10,0)-2)","v":0},{"$f":"OFFSET('gl værdier abonn'!$S$10,$CN12,BT$6+MATCH($CO12,'gl værdier abonn'!$S$10:$AU$10,0)-2)","v":0},{"$f":"OFFSET('gl værdier abonn'!$S$10,$CN12,BU$6+MATCH($CO12,'gl værdier abonn'!$S$10:$AU$10,0)-2)","v":0},{"$f":"OFFSET('gl værdier abonn'!$S$10,$CN12,BV$6+MATCH($CO12,'gl værdier abonn'!$S$10:$AU$10,0)-2)","v":0},{"$f":"OFFSET('gl værdier abonn'!$S$10,$CN12,BW$6+MATCH($CO12,'gl værdier abonn'!$S$10:$AU$10,0)-2)","v":0},null,{"$f":"OFFSET('gl værdier tarif'!$AU$15,$CN47,COUNTA('gl værdier tarif'!$AU$16:AU$16)+MATCH($CO47,'gl værdier tarif'!$AU$15:$BO$15,0)-2)","v":0},null,{"$f":"OFFSET('gl værdier abonn'!$AW$10,$CN12,BS$6+MATCH($CO12,'gl værdier abonn'!$AW$10:$BY$10,0)-2)","v":0},{"$f":"OFFSET('gl værdier abonn'!$AW$10,$CN12,BT$6+MATCH($CO12,'gl værdier abonn'!$AW$10:$BY$10,0)-2)","v":0},{"$f":"OFFSET('gl værdier abonn'!$AW$10,$CN12,BU$6+MATCH($CO12,'gl værdier abonn'!$AW$10:$BY$10,0)-2)","v":0},{"$f":"OFFSET('gl værdier abonn'!$AW$10,$CN12,BU$6+MATCH($CO12,'gl værdier abonn'!$AW$10:$BY$10,0)-2)","v":0},{"$f":"OFFSET('gl værdier abonn'!$AW$10,$CN12,BV$6+MATCH($CO12,'gl værdier abonn'!$AW$10:$BY$10,0)-2)","v":0},{"$f":"OFFSET('gl værdier abonn'!$AW$10,$CN12,BV$6+MATCH($CO12,'gl værdier abonn'!$AW$10:$BY$10,0)-2)","v":0},{"$f":"OFFSET('gl værdier abonn'!$AW$10,$CN12,BW$6+MATCH($CO12,'gl værdier abonn'!$AW$10:$BY$10,0)-2)","v":0},{"$f":"OFFSET('gl værdier abonn'!$AW$10,$CN12,BW$6+MATCH($CO12,'gl værdier abonn'!$AW$10:$BY$10,0)-2)","v":0},null,{"$f":"OFFSET('gl værdier abonn'!$DE$10,$CN12,CJ$6+MATCH($CO12,'gl værdier abonn'!$DE$10:$DN$10,0)-2)","v":0},{"$f":"OFFSET('gl værdier abonn'!$DE$10,$CN12,CK$6+MATCH($CO12,'gl værdier abonn'!$DE$10:$DN$10,0)-2)","v":0},null,{"$f":"IF(CN47=1,CM46+1,CM46)","v":1},3,{"$f":"CO46","v":"A høj"},"1.1 Drift og vedligehold af transformerstationer",{"$f":"'gl værdier abonn'!B54","v":0},null,null,null,1,{"$f":"IF(CX47<>\"\",CU47,99)","v":1},{"$f":"RANK(CV47,$CV$11:$CV$20,1)","v":{"$error":"#N/A"}},{"$f":"'4.5 Beregning - Tariffer'!H51","v":0},1,{"$f":"IFERROR(VLOOKUP(CY47,$CW$11:$CX$20,2,FALSE),\"\")","v":"A høj"}]
[null,null,null,null,null,null,null,null,null,null,null,null,null,null,null,null,null,null,null,null,null,null,null,null,null,null,null,null,null,null,null,null,null,null,null,null,null,null,null,null,null,null,null,null,null,null,null,null,null,null,null,null,null,null,null,null,null,null,null,null,null,null,null,null,"1.2 Drift og vedligehold af ledningsnettet ",{"$f":"OFFSET('gl værdier tarif'!$BQ$15,$CN48,BN$6+MATCH($CO48,'gl værdier tarif'!$BQ$15:$CK$15,0)-2)","v":0},{"$f":"OFFSET('gl værdier tarif'!$BQ$15,$CN48,BO$6+MATCH($CO48,'gl værdier tarif'!$BQ$15:$CK$15,0)-2)","v":0},{"$f":"OFFSET('gl værdier tarif'!$BQ$15,$CN48,BP$6+MATCH($CO48,'gl værdier tarif'!$BQ$15:$CK$15,0)-2)","v":0},{"$f":"OFFSET('gl værdier tarif'!$BQ$15,$CN48,BQ$6+MATCH($CO48,'gl værdier tarif'!$BQ$15:$CK$15,0)-2)","v":0},null,{"$f":"OFFSET('gl værdier abonn'!$S$10,$CN13,BS$6+MATCH($CO13,'gl værdier abonn'!$S$10:$AU$10,0)-2)","v":0},{"$f":"OFFSET('gl værdier abonn'!$S$10,$CN13,BT$6+MATCH($CO13,'gl værdier abonn'!$S$10:$AU$10,0)-2)","v":0},{"$f":"OFFSET('gl værdier abonn'!$S$10,$CN13,BU$6+MATCH($CO13,'gl værdier abonn'!$S$10:$AU$10,0)-2)","v":0},{"$f":"OFFSET('gl værdier abonn'!$S$10,$CN13,BV$6+MATCH($CO13,'gl værdier abonn'!$S$10:$AU$10,0)-2)","v":0},{"$f":"OFFSET('gl værdier abonn'!$S$10,$CN13,BW$6+MATCH($CO13,'gl værdier abonn'!$S$10:$AU$10,0)-2)","v":0},null,{"$f":"OFFSET('gl værdier tarif'!$AU$15,$CN48,COUNTA('gl værdier tarif'!$AU$16:AU$16)+MATCH($CO48,'gl værdier tarif'!$AU$15:$BO$15,0)-2)","v":0},null,{"$f":"OFFSET('gl værdier abonn'!$AW$10,$CN13,BS$6+MATCH($CO13,'gl værdier abonn'!$AW$10:$BY$10,0)-2)","v":0},{"$f":"OFFSET('gl værdier abonn'!$AW$10,$CN13,BT$6+MATCH($CO13,'gl værdier abonn'!$AW$10:$BY$10,0)-2)","v":0},{"$f":"OFFSET('gl værdier abonn'!$AW$10,$CN13,BU$6+MATCH($CO13,'gl værdier abonn'!$AW$10:$BY$10,0)-2)","v":0},{"$f":"OFFSET('gl værdier abonn'!$AW$10,$CN13,BU$6+MATCH($CO13,'gl værdier abonn'!$AW$10:$BY$10,0)-2)","v":0},{"$f":"OFFSET('gl værdier abonn'!$AW$10,$CN13,BV$6+MATCH($CO13,'gl værdier abonn'!$AW$10:$BY$10,0)-2)","v":0},{"$f":"OFFSET('gl værdier abonn'!$AW$10,$CN13,BV$6+MATCH($CO13,'gl værdier abonn'!$AW$10:$BY$10,0)-2)","v":0},{"$f":"OFFSET('gl værdier abonn'!$AW$10,$CN13,BW$6+MATCH($CO13,'gl værdier abonn'!$AW$10:$BY$10,0)-2)","v":0},{"$f":"OFFSET('gl værdier abonn'!$AW$10,$CN13,BW$6+MATCH($CO13,'gl værdier abonn'!$AW$10:$BY$10,0)-2)","v":0},null,{"$f":"OFFSET('gl værdier abonn'!$DE$10,$CN13,CJ$6+MATCH($CO13,'gl værdier abonn'!$DE$10:$DN$10,0)-2)","v":0},{"$f":"OFFSET('gl værdier abonn'!$DE$10,$CN13,CK$6+MATCH($CO13,'gl værdier abonn'!$DE$10:$DN$10,0)-2)","v":0},null,1,4,"A høj","1.2 Drift og vedligehold af ledningsnettet ",{"$f":"'gl værdier abonn'!B55","v":0},null,null,null,2,2,1,{"$f":"'4.5 Beregning - Tariffer'!P51","v":0},2,"A lav"]
[null,null,null,null,null,null,null,null,null,null,null,null,null,null,null,null,null,null,null,null,null,null,null,null,null,null,null,null,null,null,null,null,null,null,null,null,null,null,null,null,null,null,null,null,null,null,null,null,null,null,null,null,null,null,null,null,null,null,null,null,null,null,null,null,"1.3 Øvrige drifts- og vedligeholdelsesomkostninger",{"$f":"OFFSET('gl værdier tarif'!$BQ$15,$CN49,BN$6+MATCH($CO49,'gl værdier tarif'!$BQ$15:$CK$15,0)-2)","v":0},{"$f":"OFFSET('gl værdier tarif'!$BQ$15,$CN49,BO$6+MATCH($CO49,'gl værdier tarif'!$BQ$15:$CK$15,0)-2)","v":0},{"$f":"OFFSET('gl værdier tarif'!$BQ$15,$CN49,BP$6+MATCH($CO49,'gl værdier tarif'!$BQ$15:$CK$15,0)-2)","v":0},{"$f":"OFFSET('gl værdier tarif'!$BQ$15,$CN49,BQ$6+MATCH($CO49,'gl værdier tarif'!$BQ$15:$CK$15,0)-2)","v":0},null,{"$f":"OFFSET('gl værdier abonn'!$S$10,$CN14,BS$6+MATCH($CO14,'gl værdier abonn'!$S$10:$AU$10,0)-2)","v":0},{"$f":"OFFSET('gl værdier abonn'!$S$10,$CN14,BT$6+MATCH($CO14,'gl værdier abonn'!$S$10:$AU$10,0)-2)","v":0},{"$f":"OFFSET('gl værdier abonn'!$S$10,$CN14,BU$6+MATCH($CO14,'gl værdier abonn'!$S$10:$AU$10,0)-2)","v":0},{"$f":"OFFSET('gl værdier abonn'!$S$10,$CN14,BV$6+MATCH($CO14,'gl værdier abonn'!$S$10:$AU$10,0)-2)","v":0},{"$f":"OFFSET('gl værdier abonn'!$S$10,$CN14,BW$6+MATCH($CO14,'gl værdier abonn'!$S$10:$AU$10,0)-2)","v":0},null,{"$f":"OFFSET('gl værdier tarif'!$AU$15,$CN49,COUNTA('gl værdier tarif'!$AU$16:AU$16)+MATCH($CO49,'gl værdier tarif'!$AU$15:$BO$15,0)-2)","v":0},null,{"$f":"OFFSET('gl værdier abonn'!$AW$10,$CN14,BS$6+MATCH($CO14,'gl værdier abonn'!$AW$10:$BY$10,0)-2)","v":0},{"$f":"OFFSET('gl værdier abonn'!$AW$10,$CN14,BT$6+MATCH($CO14,'gl værdier abonn'!$AW$10:$BY$10,0)-2)","v":0},{"$f":"OFFSET('gl værdier abonn'!$AW$10,$CN14,BU$6+MATCH($CO14,'gl værdier abonn'!$AW$10:$BY$10,0)-2)","v":0},{"$f":"OFFSET('gl værdier abonn'!$AW$10,$CN14,BU$6+MATCH($CO14,'gl værdier abonn'!$AW$10:$BY$10,0)-2)","v":0},{"$f":"OFFSET('gl værdier abonn'!$AW$10,$CN14,BV$6+MATCH($CO14,'gl værdier abonn'!$AW$10:$BY$10,0)-2)","v":0},{"$f":"OFFSET('gl værdier abonn'!$AW$10,$CN14,BV$6+MATCH($CO14,'gl værdier abonn'!$AW$10:$BY$10,0)-2)","v":0},{"$f":"OFFSET('gl værdier abonn'!$AW$10,$CN14,BW$6+MATCH($CO14,'gl værdier abonn'!$AW$10:$BY$10,0)-2)","v":0},{"$f":"OFFSET('gl værdier abonn'!$AW$10,$CN14,BW$6+MATCH($CO14,'gl værdier abonn'!$AW$10:$BY$10,0)-2)","v":0},null,{"$f":"OFFSET('gl værdier abonn'!$DE$10,$CN14,CJ$6+MATCH($CO14,'gl værdier abonn'!$DE$10:$DN$10,0)-2)","v":0},{"$f":"OFFSET('gl værdier abonn'!$DE$10,$CN14,CK$6+MATCH($CO14,'gl værdier abonn'!$DE$10:$DN$10,0)-2)","v":0},null,1,5,"A høj","1.3 Øvrige drifts- og vedligeholdelsesomkostninger",{"$f":"'gl værdier abonn'!B56","v":0},null,null,null,3,3,{"$error":"#N/A"},{"$f":"'4.5 Beregning - Tariffer'!Y51","v":0},3,"B høj"]
[null,null,null,null,null,null,null,null,null,null,null,null,null,null,null,null,null,null,null,null,null,null,null,null,null,null,null,null,null,null,null,null,null,null,null,null,null,null,null,null,null,null,null,null,null,null,null,null,null,null,null,null,null,null,null,null,null,null,null,null,null,null,null,null,"2. MÅLERE",{"$f":"OFFSET('gl værdier tarif'!$BQ$15,$CN50,BN$6+MATCH($CO50,'gl værdier tarif'!$BQ$15:$CK$15,0)-2)","v":0},{"$f":"OFFSET('gl værdier tarif'!$BQ$15,$CN50,BO$6+MATCH($CO50,'gl værdier tarif'!$BQ$15:$CK$15,0)-2)","v":0},{"$f":"OFFSET('gl værdier tarif'!$BQ$15,$CN50,BP$6+MATCH($CO50,'gl værdier tarif'!$BQ$15:$CK$15,0)-2)","v":0},{"$f":"OFFSET('gl værdier tarif'!$BQ$15,$CN50,BQ$6+MATCH($CO50,'gl værdier tarif'!$BQ$15:$CK$15,0)-2)","v":0},null,{"$f":"OFFSET('gl værdier abonn'!$S$10,$CN15,BS$6+MATCH($CO15,'gl værdier abonn'!$S$10:$AU$10,0)-2)","v":0},{"$f":"OFFSET('gl værdier abonn'!$S$10,$CN15,BT$6+MATCH($CO15,'gl værdier abonn'!$S$10:$AU$10,0)-2)","v":0},{"$f":"OFFSET('gl værdier abonn'!$S$10,$CN15,BU$6+MATCH($CO15,'gl værdier abonn'!$S$10:$AU$10,0)-2)","v":0},{"$f":"OFFSET('gl værdier abonn'!$S$10,$CN15,BV$6+MATCH($CO15,'gl værdier abonn'!$S$10:$AU$10,0)-2)","v":0},{"$f":"OFFSET('gl værdier abonn'!$S$10,$CN15,BW$6+MATCH($CO15,'gl værdier abonn'!$S$10:$AU$10,0)-2)","v":0},null,{"$f":"OFFSET('gl værdier tarif'!$AU$15,$CN50,COUNTA('gl værdier tarif'!$AU$16:AU$16)+MATCH($CO50,'gl værdier tarif'!$AU$15:$BO$15,0)-2)","v":0},null,{"$f":"OFFSET('gl værdier abonn'!$AW$10,$CN15,BS$6+MATCH($CO15,'gl værdier abonn'!$AW$10:$BY$10,0)-2)","v":0},{"$f":"OFFSET('gl værdier abonn'!$AW$10,$CN15,BT$6+MATCH($CO15,'gl værdier abonn'!$AW$10:$BY$10,0)-2)","v":0},{"$f":"OFFSET('gl værdier abonn'!$AW$10,$CN15,BU$6+MATCH($CO15,'gl værdier abonn'!$AW$10:$BY$10,0)-2)","v":0},{"$f":"OFFSET('gl værdier abonn'!$AW$10,$CN15,BU$6+MATCH($CO15,'gl værdier abonn'!$AW$10:$BY$10,0)-2)","v":0},{"$f":"OFFSET('gl værdier abonn'!$AW$10,$CN15,BV$6+MATCH($CO15,'gl værdier abonn'!$AW$10:$BY$10,0)-2)","v":0},{"$f":"OFFSET('gl værdier abonn'!$AW$10,$CN15,BV$6+MATCH($CO15,'gl værdier abonn'!$AW$10:$BY$10,0)-2)","v":0},{"$f":"OFFSET('gl værdier abonn'!$AW$10,$CN15,BW$6+MATCH($CO15,'gl værdier abonn'!$AW$10:$BY$10,0)-2)","v":0},{"$f":"OFFSET('gl værdier abonn'!$AW$10,$CN15,BW$6+MATCH($CO15,'gl værdier abonn'!$AW$10:$BY$10,0)-2)","v":0},null,{"$f":"OFFSET('gl værdier abonn'!$DE$10,$CN15,CJ$6+MATCH($CO15,'gl værdier abonn'!$DE$10:$DN$10,0)-2)","v":0},{"$f":"OFFSET('gl værdier abonn'!$DE$10,$CN15,CK$6+MATCH($CO15,'gl værdier abonn'!$DE$10:$DN$10,0)-2)","v":0},null,1,6,"A høj","2. MÅLERE",{"$f":"'gl værdier abonn'!B57","v":0},null,null,null,4,4,2,{"$f":"'4.5 Beregning - Tariffer'!AG51","v":0},4,"B lav"]
[null,null,null,null,null,null,null,null,null,null,null,null,null,null,null,null,null,null,null,null,null,null,null,null,null,null,null,null,null,null,null,null,null,null,null,null,null,null,null,null,null,null,null,null,null,null,null,null,null,null,null,null,null,null,null,null,null,null,null,null,null,null,null,null,"2.1 Drift og vedligeholdelse af målere",{"$f":"OFFSET('gl værdier tarif'!$BQ$15,$CN51,BN$6+MATCH($CO51,'gl værdier tarif'!$BQ$15:$CK$15,0)-2)","v":0},{"$f":"OFFSET('gl værdier tarif'!$BQ$15,$CN51,BO$6+MATCH($CO51,'gl værdier tarif'!$BQ$15:$CK$15,0)-2)","v":0},{"$f":"OFFSET('gl værdier tarif'!$BQ$15,$CN51,BP$6+MATCH($CO51,'gl værdier tarif'!$BQ$15:$CK$15,0)-2)","v":0},{"$f":"OFFSET('gl værdier tarif'!$BQ$15,$CN51,BQ$6+MATCH($CO51,'gl værdier tarif'!$BQ$15:$CK$15,0)-2)","v":0},null,{"$f":"OFFSET('gl værdier abonn'!$S$10,$CN16,BS$6+MATCH($CO16,'gl værdier abonn'!$S$10:$AU$10,0)-2)","v":0},{"$f":"OFFSET('gl værdier abonn'!$S$10,$CN16,BT$6+MATCH($CO16,'gl værdier abonn'!$S$10:$AU$10,0)-2)","v":0},{"$f":"OFFSET('gl værdier abonn'!$S$10,$CN16,BU$6+MATCH($CO16,'gl værdier abonn'!$S$10:$AU$10,0)-2)","v":0},{"$f":"OFFSET('gl værdier abonn'!$S$10,$CN16,BV$6+MATCH($CO16,'gl værdier abonn'!$S$10:$AU$10,0)-2)","v":0},{"$f":"OFFSET('gl værdier abonn'!$S$10,$CN16,BW$6+MATCH($CO16,'gl værdier abonn'!$S$10:$AU$10,0)-2)","v":0},null,{"$f":"OFFSET('gl værdier tarif'!$AU$15,$CN51,COUNTA('gl værdier tarif'!$AU$16:AU$16)+MATCH($CO51,'gl værdier tarif'!$AU$15:$BO$15,0)-2)","v":0},null,{"$f":"OFFSET('gl værdier abonn'!$AW$10,$CN16,BS$6+MATCH($CO16,'gl værdier abonn'!$AW$10:$BY$10,0)-2)","v":0},{"$f":"OFFSET('gl værdier abonn'!$AW$10,$CN16,BT$6+MATCH($CO16,'gl værdier abonn'!$AW$10:$BY$10,0)-2)","v":0},{"$f":"OFFSET('gl værdier abonn'!$AW$10,$CN16,BU$6+MATCH($CO16,'gl værdier abonn'!$AW$10:$BY$10,0)-2)","v":0},{"$f":"OFFSET('gl værdier abonn'!$AW$10,$CN16,BU$6+MATCH($CO16,'gl værdier abonn'!$AW$10:$BY$10,0)-2)","v":0},{"$f":"OFFSET('gl værdier abonn'!$AW$10,$CN16,BV$6+MATCH($CO16,'gl værdier abonn'!$AW$10:$BY$10,0)-2)","v":0},{"$f":"OFFSET('gl værdier abonn'!$AW$10,$CN16,BV$6+MATCH($CO16,'gl værdier abonn'!$AW$10:$BY$10,0)-2)","v":0},{"$f":"OFFSET('gl værdier abonn'!$AW$10,$CN16,BW$6+MATCH($CO16,'gl værdier abonn'!$AW$10:$BY$10,0)-2)","v":0},{"$f":"OFFSET('gl værdier abonn'!$AW$10,$CN16,BW$6+MATCH($CO16,'gl værdier abonn'!$AW$10:$BY$10,0)-2)","v":0},null,{"$f":"OFFSET('gl værdier abonn'!$DE$10,$CN16,CJ$6+MATCH($CO16,'gl værdier abonn'!$DE$10:$DN$10,0)-2)","v":0},{"$f":"OFFSET('gl værdier abonn'!$DE$10,$CN16,CK$6+MATCH($CO16,'gl værdier abonn'!$DE$10:$DN$10,0)-2)","v":0},null,1,7,"A høj","2.1 Drift og vedligeholdelse af målere",{"$f":"'gl værdier abonn'!B58","v":0},null,null,null,5,5,{"$error":"#N/A"},{"$f":"'4.5 Beregning - Tariffer'!AP51","v":0},5,"C"]
[null,null,null,null,null,null,null,null,null,null,null,null,null,null,null,null,null,null,null,null,null,null,null,null,null,null,null,null,null,null,null,null,null,null,null,null,null,null,null,null,null,null,null,null,null,null,null,null,null,null,null,null,null,null,null,null,null,null,null,null,null,null,null,null,"2.2 Indhentning og validering af måledata",{"$f":"OFFSET('gl værdier tarif'!$BQ$15,$CN52,BN$6+MATCH($CO52,'gl værdier tarif'!$BQ$15:$CK$15,0)-2)","v":0},{"$f":"OFFSET('gl værdier tarif'!$BQ$15,$CN52,BO$6+MATCH($CO52,'gl værdier tarif'!$BQ$15:$CK$15,0)-2)","v":0},{"$f":"OFFSET('gl værdier tarif'!$BQ$15,$CN52,BP$6+MATCH($CO52,'gl værdier tarif'!$BQ$15:$CK$15,0)-2)","v":0},{"$f":"OFFSET('gl værdier tarif'!$BQ$15,$CN52,BQ$6+MATCH($CO52,'gl værdier tarif'!$BQ$15:$CK$15,0)-2)","v":0},null,{"$f":"OFFSET('gl værdier abonn'!$S$10,$CN17,BS$6+MATCH($CO17,'gl værdier abonn'!$S$10:$AU$10,0)-2)","v":0},{"$f":"OFFSET('gl værdier abonn'!$S$10,$CN17,BT$6+MATCH($CO17,'gl værdier abonn'!$S$10:$AU$10,0)-2)","v":0},{"$f":"OFFSET('gl værdier abonn'!$S$10,$CN17,BU$6+MATCH($CO17,'gl værdier abonn'!$S$10:$AU$10,0)-2)","v":0},{"$f":"OFFSET('gl værdier abonn'!$S$10,$CN17,BV$6+MATCH($CO17,'gl værdier abonn'!$S$10:$AU$10,0)-2)","v":0},{"$f":"OFFSET('gl værdier abonn'!$S$10,$CN17,BW$6+MATCH($CO17,'gl værdier abonn'!$S$10:$AU$10,0)-2)","v":0},null,{"$f":"OFFSET('gl værdier tarif'!$AU$15,$CN52,COUNTA('gl værdier tarif'!$AU$16:AU$16)+MATCH($CO52,'gl værdier tarif'!$AU$15:$BO$15,0)-2)","v":0},null,{"$f":"OFFSET('gl værdier abonn'!$AW$10,$CN17,BS$6+MATCH($CO17,'gl værdier abonn'!$AW$10:$BY$10,0)-2)","v":0},{"$f":"OFFSET('gl værdier abonn'!$AW$10,$CN17,BT$6+MATCH($CO17,'gl værdier abonn'!$AW$10:$BY$10,0)-2)","v":0},{"$f":"OFFSET('gl værdier abonn'!$AW$10,$CN17,BU$6+MATCH($CO17,'gl værdier abonn'!$AW$10:$BY$10,0)-2)","v":0},{"$f":"OFFSET('gl værdier abonn'!$AW$10,$CN17,BU$6+MATCH($CO17,'gl værdier abonn'!$AW$10:$BY$10,0)-2)","v":0},{"$f":"OFFSET('gl værdier abonn'!$AW$10,$CN17,BV$6+MATCH($CO17,'gl værdier abonn'!$AW$10:$BY$10,0)-2)","v":0},{"$f":"OFFSET('gl værdier abonn'!$AW$10,$CN17,BV$6+MATCH($CO17,'gl værdier abonn'!$AW$10:$BY$10,0)-2)","v":0},{"$f":"OFFSET('gl værdier abonn'!$AW$10,$CN17,BW$6+MATCH($CO17,'gl værdier abonn'!$AW$10:$BY$10,0)-2)","v":0},{"$f":"OFFSET('gl værdier abonn'!$AW$10,$CN17,BW$6+MATCH($CO17,'gl værdier abonn'!$AW$10:$BY$10,0)-2)","v":0},null,{"$f":"OFFSET('gl værdier abonn'!$DE$10,$CN17,CJ$6+MATCH($CO17,'gl værdier abonn'!$DE$10:$DN$10,0)-2)","v":0},{"$f":"OFFSET('gl værdier abonn'!$DE$10,$CN17,CK$6+MATCH($CO17,'gl værdier abonn'!$DE$10:$DN$10,0)-2)","v":0},null,1,8,"A høj","2.2 Indhentning og validering af måledata",{"$f":"'gl værdier abonn'!B59","v":"Tabel: B.4.3.2 Omkostningskategorier"},null,null,null,6,99,6,null,6,0]
[null,null,null,null,null,null,null,null,null,null,null,null,null,null,null,null,null,null,null,null,null,null,null,null,null,null,null,null,null,null,null,null,null,null,null,null,null,null,null,null,null,null,null,null,null,null,null,null,null,null,null,null,null,null,null,null,null,null,null,null,null,null,null,null,"3. OMKOSTNINGER TIL KUNDECENTER",{"$f":"OFFSET('gl værdier tarif'!$BQ$15,$CN53,BN$6+MATCH($CO53,'gl værdier tarif'!$BQ$15:$CK$15,0)-2)","v":0},{"$f":"OFFSET('gl værdier tarif'!$BQ$15,$CN53,BO$6+MATCH($CO53,'gl værdier tarif'!$BQ$15:$CK$15,0)-2)","v":0},{"$f":"OFFSET('gl værdier tarif'!$BQ$15,$CN53,BP$6+MATCH($CO53,'gl værdier tarif'!$BQ$15:$CK$15,0)-2)","v":0},{"$f":"OFFSET('gl værdier tarif'!$BQ$15,$CN53,BQ$6+MATCH($CO53,'gl værdier tarif'!$BQ$15:$CK$15,0)-2)","v":0},null,{"$f":"OFFSET('gl værdier abonn'!$S$10,$CN18,BS$6+MATCH($CO18,'gl værdier abonn'!$S$10:$AU$10,0)-2)","v":0},{"$f":"OFFSET('gl værdier abonn'!$S$10,$CN18,BT$6+MATCH($CO18,'gl værdier abonn'!$S$10:$AU$10,0)-2)","v":0},{"$f":"OFFSET('gl værdier abonn'!$S$10,$CN18,BU$6+MATCH($CO18,'gl værdier abonn'!$S$10:$AU$10,0)-2)","v":0},{"$f":"OFFSET('gl værdier abonn'!$S$10,$CN18,BV$6+MATCH($CO18,'gl værdier abonn'!$S$10:$AU$10,0)-2)","v":0},{"$f":"OFFSET('gl værdier abonn'!$S$10,$CN18,BW$6+MATCH($CO18,'gl værdier abonn'!$S$10:$AU$10,0)-2)","v":0},null,{"$f":"OFFSET('gl værdier tarif'!$AU$15,$CN53,COUNTA('gl værdier tarif'!$AU$16:AU$16)+MATCH($CO53,'gl værdier tarif'!$AU$15:$BO$15,0)-2)","v":0},null,{"$f":"OFFSET('gl værdier abonn'!$AW$10,$CN18,BS$6+MATCH($CO18,'gl værdier abonn'!$AW$10:$BY$10,0)-2)","v":0},{"$f":"OFFSET('gl værdier abonn'!$AW$10,$CN18,BT$6+MATCH($CO18,'gl værdier abonn'!$AW$10:$BY$10,0)-2)","v":0},{"$f":"OFFSET('gl værdier abonn'!$AW$10,$CN18,BU$6+MATCH($CO18,'gl værdier abonn'!$AW$10:$BY$10,0)-2)","v":0},{"$f":"OFFSET('gl værdier abonn'!$AW$10,$CN18,BU$6+MATCH($CO18,'gl værdier abonn'!$AW$10:$BY$10,0)-2)","v":0},{"$f":"OFFSET('gl værdier abonn'!$AW$10,$CN18,BV$6+MATCH($CO18,'gl værdier abonn'!$AW$10:$BY$10,0)-2)","v":0},{"$f":"OFFSET('gl værdier abonn'!$AW$10,$CN18,BV$6+MATCH($CO18,'gl værdier abonn'!$AW$10:$BY$10,0)-2)","v":0},{"$f":"OFFSET('gl værdier abonn'!$AW$10,$CN18,BW$6+MATCH($CO18,'gl værdier abonn'!$AW$10:$BY$10,0)-2)","v":0},{"$f":"OFFSET('gl værdier abonn'!$AW$10,$CN18,BW$6+MATCH($CO18,'gl værdier abonn'!$AW$10:$BY$10,0)-2)","v":0},null,{"$f":"OFFSET('gl værdier abonn'!$DE$10,$CN18,CJ$6+MATCH($CO18,'gl værdier abonn'!$DE$10:$DN$10,0)-2)","v":0},{"$f":"OFFSET('gl værdier abonn'!$DE$10,$CN18,CK$6+MATCH($CO18,'gl værdier abonn'!$DE$10:$DN$10,0)-2)","v":0},null,1,9,"A høj","3. OMKOSTNINGER TIL KUNDECENTER",{"$f":"'gl værdier abonn'!B60","v":"1. DRIFT"},null,null,null,7,99,6,null,7,""]
[null,null,null,null,null,null,null,null,null,null,null,null,null,null,null,null,null,null,null,null,null,null,null,null,null,null,null,null,null,null,null,null,null,null,null,null,null,null,null,null,null,null,null,null,null,null,null,null,null,null,null,null,null,null,null,null,null,null,null,null,null,null,null,null,"3.1 Omkostninger til kundecenter",{"$f":"OFFSET('gl værdier tarif'!$BQ$15,$CN54,BN$6+MATCH($CO54,'gl værdier tarif'!$BQ$15:$CK$15,0)-2)","v":0},{"$f":"OFFSET('gl værdier tarif'!$BQ$15,$CN54,BO$6+MATCH($CO54,'gl værdier tarif'!$BQ$15:$CK$15,0)-2)","v":0},{"$f":"OFFSET('gl værdier tarif'!$BQ$15,$CN54,BP$6+MATCH($CO54,'gl værdier tarif'!$BQ$15:$CK$15,0)-2)","v":0},{"$f":"OFFSET('gl værdier tarif'!$BQ$15,$CN54,BQ$6+MATCH($CO54,'gl værdier tarif'!$BQ$15:$CK$15,0)-2)","v":0},null,{"$f":"OFFSET('gl værdier abonn'!$S$10,$CN19,BS$6+MATCH($CO19,'gl værdier abonn'!$S$10:$AU$10,0)-2)","v":0},{"$f":"OFFSET('gl værdier abonn'!$S$10,$CN19,BT$6+MATCH($CO19,'gl værdier abonn'!$S$10:$AU$10,0)-2)","v":0},{"$f":"OFFSET('gl værdier abonn'!$S$10,$CN19,BU$6+MATCH($CO19,'gl værdier abonn'!$S$10:$AU$10,0)-2)","v":0},{"$f":"OFFSET('gl værdier abonn'!$S$10,$CN19,BV$6+MATCH($CO19,'gl værdier abonn'!$S$10:$AU$10,0)-2)","v":0},{"$f":"OFFSET('gl værdier abonn'!$S$10,$CN19,BW$6+MATCH($CO19,'gl værdier abonn'!$S$10:$AU$10,0)-2)","v":0},null,{"$f":"OFFSET('gl værdier tarif'!$AU$15,$CN54,COUNTA('gl værdier tarif'!$AU$16:AU$16)+MATCH($CO54,'gl værdier tarif'!$AU$15:$BO$15,0)-2)","v":0},null,{"$f":"OFFSET('gl værdier abonn'!$AW$10,$CN19,BS$6+MATCH($CO19,'gl værdier abonn'!$AW$10:$BY$10,0)-2)","v":0},{"$f":"OFFSET('gl værdier abonn'!$AW$10,$CN19,BT$6+MATCH($CO19,'gl værdier abonn'!$AW$10:$BY$10,0)-2)","v":0},{"$f":"OFFSET('gl værdier abonn'!$AW$10,$CN19,BU$6+MATCH($CO19,'gl værdier abonn'!$AW$10:$BY$10,0)-2)","v":0},{"$f":"OFFSET('gl værdier abonn'!$AW$10,$CN19,BU$6+MATCH($CO19,'gl værdier abonn'!$AW$10:$BY$10,0)-2)","v":0},{"$f":"OFFSET('gl værdier abonn'!$AW$10,$CN19,BV$6+MATCH($CO19,'gl værdier abonn'!$AW$10:$BY$10,0)-2)","v":0},{"$f":"OFFSET('gl værdier abonn'!$AW$10,$CN19,BV$6+MATCH($CO19,'gl værdier abonn'!$AW$10:$BY$10,0)-2)","v":0},{"$f":"OFFSET('gl værdier abonn'!$AW$10,$CN19,BW$6+MATCH($CO19,'gl værdier abonn'!$AW$10:$BY$10,0)-2)","v":0},{"$f":"OFFSET('gl værdier abonn'!$AW$10,$CN19,BW$6+MATCH($CO19,'gl værdier abonn'!$AW$10:$BY$10,0)-2)","v":0},null,{"$f":"OFFSET('gl værdier abonn'!$DE$10,$CN19,CJ$6+MATCH($CO19,'gl værdier abonn'!$DE$10:$DN$10,0)-2)","v":0},{"$f":"OFFSET('gl værdier abonn'!$DE$10,$CN19,CK$6+MATCH($CO19,'gl værdier abonn'!$DE$10:$DN$10,0)-2)","v":0},null,1,10,"A høj","3.1 Omkostninger til kundecenter",{"$f":"'gl værdier abonn'!B61","v":"2. MÅLERE"},null,null,null,8,99,6,null,8,""]
[null,null,null,null,null,null,null,null,null,null,null,null,null,null,null,null,null,null,null,null,null,null,null,null,null,null,null,null,null,null,null,null,null,null,null,null,null,null,null,null,null,null,null,null,null,null,null,null,null,null,null,null,null,null,null,null,null,null,null,null,null,null,null,null,"4. GENEREL ADMINISTRATION ",{"$f":"OFFSET('gl værdier tarif'!$BQ$15,$CN55,BN$6+MATCH($CO55,'gl værdier tarif'!$BQ$15:$CK$15,0)-2)","v":0},{"$f":"OFFSET('gl værdier tarif'!$BQ$15,$CN55,BO$6+MATCH($CO55,'gl værdier tarif'!$BQ$15:$CK$15,0)-2)","v":0},{"$f":"OFFSET('gl værdier tarif'!$BQ$15,$CN55,BP$6+MATCH($CO55,'gl værdier tarif'!$BQ$15:$CK$15,0)-2)","v":0},{"$f":"OFFSET('gl værdier tarif'!$BQ$15,$CN55,BQ$6+MATCH($CO55,'gl værdier tarif'!$BQ$15:$CK$15,0)-2)","v":0},null,{"$f":"OFFSET('gl værdier abonn'!$S$10,$CN20,BS$6+MATCH($CO20,'gl værdier abonn'!$S$10:$AU$10,0)-2)","v":0},{"$f":"OFFSET('gl værdier abonn'!$S$10,$CN20,BT$6+MATCH($CO20,'gl værdier abonn'!$S$10:$AU$10,0)-2)","v":0},{"$f":"OFFSET('gl værdier abonn'!$S$10,$CN20,BU$6+MATCH($CO20,'gl værdier abonn'!$S$10:$AU$10,0)-2)","v":0},{"$f":"OFFSET('gl værdier abonn'!$S$10,$CN20,BV$6+MATCH($CO20,'gl værdier abonn'!$S$10:$AU$10,0)-2)","v":0},{"$f":"OFFSET('gl værdier abonn'!$S$10,$CN20,BW$6+MATCH($CO20,'gl værdier abonn'!$S$10:$AU$10,0)-2)","v":0},null,{"$f":"OFFSET('gl værdier tarif'!$AU$15,$CN55,COUNTA('gl værdier tarif'!$AU$16:AU$16)+MATCH($CO55,'gl værdier tarif'!$AU$15:$BO$15,0)-2)","v":0},null,{"$f":"OFFSET('gl værdier abonn'!$AW$10,$CN20,BS$6+MATCH($CO20,'gl værdier abonn'!$AW$10:$BY$10,0)-2)","v":0},{"$f":"OFFSET('gl værdier abonn'!$AW$10,$CN20,BT$6+MATCH($CO20,'gl værdier abonn'!$AW$10:$BY$10,0)-2)","v":0},{"$f":"OFFSET('gl værdier abonn'!$AW$10,$CN20,BU$6+MATCH($CO20,'gl værdier abonn'!$AW$10:$BY$10,0)-2)","v":0},{"$f":"OFFSET('gl værdier abonn'!$AW$10,$CN20,BU$6+MATCH($CO20,'gl værdier abonn'!$AW$10:$BY$10,0)-2)","v":0},{"$f":"OFFSET('gl værdier abonn'!$AW$10,$CN20,BV$6+MATCH($CO20,'gl værdier abonn'!$AW$10:$BY$10,0)-2)","v":0},{"$f":"OFFSET('gl værdier abonn'!$AW$10,$CN20,BV$6+MATCH($CO20,'gl værdier abonn'!$AW$10:$BY$10,0)-2)","v":0},{"$f":"OFFSET('gl værdier abonn'!$AW$10,$CN20,BW$6+MATCH($CO20,'gl værdier abonn'!$AW$10:$BY$10,0)-2)","v":0},{"$f":"OFFSET('gl værdier abonn'!$AW$10,$CN20,BW$6+MATCH($CO20,'gl værdier abonn'!$AW$10:$BY$10,0)-2)","v":0},null,{"$f":"OFFSET('gl værdier abonn'!$DE$10,$CN20,CJ$6+MATCH($CO20,'gl værdier abonn'!$DE$10:$DN$10,0)-2)","v":0},{"$f":"OFFSET('gl værdier abonn'!$DE$10,$CN20,CK$6+MATCH($CO20,'gl værdier abonn'!$DE$10:$DN$10,0)-2)","v":0},null,1,11,"A høj","4. GENEREL ADMINISTRATION ",{"$f":"'gl værdier abonn'!B62","v":"3. OMKOSTNINGER TIL KUNDECENTER"},null,null,null,9,99,6,null,9,""]
[null,null,null,null,null,null,null,null,null,null,null,null,null,null,null,null,null,null,null,null,null,null,null,null,null,null,null,null,null,null,null,null,null,null,null,null,null,null,null,null,null,null,null,null,null,null,null,null,null,null,null,null,null,null,null,null,null,null,null,null,null,null,null,null,"4.1 Generel administration",{"$f":"OFFSET('gl værdier tarif'!$BQ$15,$CN56,BN$6+MATCH($CO56,'gl værdier tarif'!$BQ$15:$CK$15,0)-2)","v":0},{"$f":"OFFSET('gl værdier tarif'!$BQ$15,$CN56,BO$6+MATCH($CO56,'gl værdier tarif'!$BQ$15:$CK$15,0)-2)","v":0},{"$f":"OFFSET('gl værdier tarif'!$BQ$15,$CN56,BP$6+MATCH($CO56,'gl værdier tarif'!$BQ$15:$CK$15,0)-2)","v":0},{"$f":"OFFSET('gl værdier tarif'!$BQ$15,$CN56,BQ$6+MATCH($CO56,'gl værdier tarif'!$BQ$15:$CK$15,0)-2)","v":0},null,{"$f":"OFFSET('gl værdier abonn'!$S$10,$CN21,BS$6+MATCH($CO21,'gl værdier abonn'!$S$10:$AU$10,0)-2)","v":0},{"$f":"OFFSET('gl værdier abonn'!$S$10,$CN21,BT$6+MATCH($CO21,'gl værdier abonn'!$S$10:$AU$10,0)-2)","v":0},{"$f":"OFFSET('gl værdier abonn'!$S$10,$CN21,BU$6+MATCH($CO21,'gl værdier abonn'!$S$10:$AU$10,0)-2)","v":0},{"$f":"OFFSET('gl værdier abonn'!$S$10,$CN21,BV$6+MATCH($CO21,'gl værdier abonn'!$S$10:$AU$10,0)-2)","v":0},{"$f":"OFFSET('gl værdier abonn'!$S$10,$CN21,BW$6+MATCH($CO21,'gl værdier abonn'!$S$10:$AU$10,0)-2)","v":0},null,{"$f":"OFFSET('gl værdier tarif'!$AU$15,$CN56,COUNTA('gl værdier tarif'!$AU$16:AU$16)+MATCH($CO56,'gl værdier tarif'!$AU$15:$BO$15,0)-2)","v":0},null,{"$f":"OFFSET('gl værdier abonn'!$AW$10,$CN21,BS$6+MATCH($CO21,'gl værdier abonn'!$AW$10:$BY$10,0)-2)","v":0},{"$f":"OFFSET('gl værdier abonn'!$AW$10,$CN21,BT$6+MATCH($CO21,'gl værdier abonn'!$AW$10:$BY$10,0)-2)","v":0},{"$f":"OFFSET('gl værdier abonn'!$AW$10,$CN21,BU$6+MATCH($CO21,'gl værdier abonn'!$AW$10:$BY$10,0)-2)","v":0},{"$f":"OFFSET('gl værdier abonn'!$AW$10,$CN21,BU$6+MATCH($CO21,'gl værdier abonn'!$AW$10:$BY$10,0)-2)","v":0},{"$f":"OFFSET('gl værdier abonn'!$AW$10,$CN21,BV$6+MATCH($CO21,'gl værdier abonn'!$AW$10:$BY$10,0)-2)","v":0},{"$f":"OFFSET('gl værdier abonn'!$AW$10,$CN21,BV$6+MATCH($CO21,'gl værdier abonn'!$AW$10:$BY$10,0)-2)","v":0},{"$f":"OFFSET('gl værdier abonn'!$AW$10,$CN21,BW$6+MATCH($CO21,'gl værdier abonn'!$AW$10:$BY$10,0)-2)","v":0},{"$f":"OFFSET('gl værdier abonn'!$AW$10,$CN21,BW$6+MATCH($CO21,'gl værdier abonn'!$AW$10:$BY$10,0)-2)","v":0},null,{"$f":"OFFSET('gl værdier abonn'!$DE$10,$CN21,CJ$6+MATCH($CO21,'gl værdier abonn'!$DE$10:$DN$10,0)-2)","v":0},{"$f":"OFFSET('gl værdier abonn'!$DE$10,$CN21,CK$6+MATCH($CO21,'gl værdier abonn'!$DE$10:$DN$10,0)-2)","v":0},null,1,12,"A høj","4.1 Generel administration",{"$f":"'gl værdier abonn'!B63","v":"4. GENEREL ADMINISTRATION "},null,null,null,10,99,6,null,10,""]
[null,null,null,null,null,null,null,null,null,null,null,null,null,null,null,null,null,null,null,null,null,null,null,null,null,null,null,null,null,null,null,null,null,null,null,null,null,null,null,null,null,null,null,null,null,null,null,null,null,null,null,null,null,null,null,null,null,null,null,null,null,null,null,null,"5. ENERGISPAREINDSATS",{"$f":"OFFSET('gl værdier tarif'!$BQ$15,$CN57,BN$6+MATCH($CO57,'gl værdier tarif'!$BQ$15:$CK$15,0)-2)","v":0},{"$f":"OFFSET('gl værdier tarif'!$BQ$15,$CN57,BO$6+MATCH($CO57,'gl værdier tarif'!$BQ$15:$CK$15,0)-2)","v":0},{"$f":"OFFSET('gl værdier tarif'!$BQ$15,$CN57,BP$6+MATCH($CO57,'gl værdier tarif'!$BQ$15:$CK$15,0)-2)","v":0},{"$f":"OFFSET('gl værdier tarif'!$BQ$15,$CN57,BQ$6+MATCH($CO57,'gl værdier tarif'!$BQ$15:$CK$15,0)-2)","v":0},null,{"$f":"OFFSET('gl værdier abonn'!$S$10,$CN22,BS$6+MATCH($CO22,'gl værdier abonn'!$S$10:$AU$10,0)-2)","v":0},{"$f":"OFFSET('gl værdier abonn'!$S$10,$CN22,BT$6+MATCH($CO22,'gl værdier abonn'!$S$10:$AU$10,0)-2)","v":0},{"$f":"OFFSET('gl værdier abonn'!$S$10,$CN22,BU$6+MATCH($CO22,'gl værdier abonn'!$S$10:$AU$10,0)-2)","v":0},{"$f":"OFFSET('gl værdier abonn'!$S$10,$CN22,BV$6+MATCH($CO22,'gl værdier abonn'!$S$10:$AU$10,0)-2)","v":0},{"$f":"OFFSET('gl værdier abonn'!$S$10,$CN22,BW$6+MATCH($CO22,'gl værdier abonn'!$S$10:$AU$10,0)-2)","v":0},null,{"$f":"OFFSET('gl værdier tarif'!$AU$15,$CN57,COUNTA('gl værdier tarif'!$AU$16:AU$16)+MATCH($CO57,'gl værdier tarif'!$AU$15:$BO$15,0)-2)","v":0},null,{"$f":"OFFSET('gl værdier abonn'!$AW$10,$CN22,BS$6+MATCH($CO22,'gl værdier abonn'!$AW$10:$BY$10,0)-2)","v":0},{"$f":"OFFSET('gl værdier abonn'!$AW$10,$CN22,BT$6+MATCH($CO22,'gl værdier abonn'!$AW$10:$BY$10,0)-2)","v":0},{"$f":"OFFSET('gl værdier abonn'!$AW$10,$CN22,BU$6+MATCH($CO22,'gl værdier abonn'!$AW$10:$BY$10,0)-2)","v":0},{"$f":"OFFSET('gl værdier abonn'!$AW$10,$CN22,BU$6+MATCH($CO22,'gl værdier abonn'!$AW$10:$BY$10,0)-2)","v":0},{"$f":"OFFSET('gl værdier abonn'!$AW$10,$CN22,BV$6+MATCH($CO22,'gl værdier abonn'!$AW$10:$BY$10,0)-2)","v":0},{"$f":"OFFSET('gl værdier abonn'!$AW$10,$CN22,BV$6+MATCH($CO22,'gl værdier abonn'!$AW$10:$BY$10,0)-2)","v":0},{"$f":"OFFSET('gl værdier abonn'!$AW$10,$CN22,BW$6+MATCH($CO22,'gl værdier abonn'!$AW$10:$BY$10,0)-2)","v":0},{"$f":"OFFSET('gl værdier abonn'!$AW$10,$CN22,BW$6+MATCH($CO22,'gl værdier abonn'!$AW$10:$BY$10,0)-2)","v":0},null,{"$f":"OFFSET('gl værdier abonn'!$DE$10,$CN22,CJ$6+MATCH($CO22,'gl værdier abonn'!$DE$10:$DN$10,0)-2)","v":0},{"$f":"OFFSET('gl værdier abonn'!$DE$10,$CN22,CK$6+MATCH($CO22,'gl værdier abonn'!$DE$10:$DN$10,0)-2)","v":0},null,1,13,"A høj","5. ENERGISPAREINDSATS",{"$f":"'gl værdier abonn'!B64","v":"5. ENERGISPAREINDSATS"}]
[null,null,null,null,null,null,null,null,null,null,null,null,null,null,null,null,null,null,null,null,null,null,null,null,null,null,null,null,null,null,null,null,null,null,null,null,null,null,null,null,null,null,null,null,null,null,null,null,null,null,null,null,null,null,null,null,null,null,null,null,null,null,null,null,"5.1 Faste omkostninger til energispareindsats",{"$f":"OFFSET('gl værdier tarif'!$BQ$15,$CN58,BN$6+MATCH($CO58,'gl værdier tarif'!$BQ$15:$CK$15,0)-2)","v":0},{"$f":"OFFSET('gl værdier tarif'!$BQ$15,$CN58,BO$6+MATCH($CO58,'gl værdier tarif'!$BQ$15:$CK$15,0)-2)","v":0},{"$f":"OFFSET('gl værdier tarif'!$BQ$15,$CN58,BP$6+MATCH($CO58,'gl værdier tarif'!$BQ$15:$CK$15,0)-2)","v":0},{"$f":"OFFSET('gl værdier tarif'!$BQ$15,$CN58,BQ$6+MATCH($CO58,'gl værdier tarif'!$BQ$15:$CK$15,0)-2)","v":0},null,{"$f":"OFFSET('gl værdier abonn'!$S$10,$CN23,BS$6+MATCH($CO23,'gl værdier abonn'!$S$10:$AU$10,0)-2)","v":0},{"$f":"OFFSET('gl værdier abonn'!$S$10,$CN23,BT$6+MATCH($CO23,'gl værdier abonn'!$S$10:$AU$10,0)-2)","v":0},{"$f":"OFFSET('gl værdier abonn'!$S$10,$CN23,BU$6+MATCH($CO23,'gl værdier abonn'!$S$10:$AU$10,0)-2)","v":0},{"$f":"OFFSET('gl værdier abonn'!$S$10,$CN23,BV$6+MATCH($CO23,'gl værdier abonn'!$S$10:$AU$10,0)-2)","v":0},{"$f":"OFFSET('gl værdier abonn'!$S$10,$CN23,BW$6+MATCH($CO23,'gl værdier abonn'!$S$10:$AU$10,0)-2)","v":0},null,{"$f":"OFFSET('gl værdier tarif'!$AU$15,$CN58,COUNTA('gl værdier tarif'!$AU$16:AU$16)+MATCH($CO58,'gl værdier tarif'!$AU$15:$BO$15,0)-2)","v":0},null,{"$f":"OFFSET('gl værdier abonn'!$AW$10,$CN23,BS$6+MATCH($CO23,'gl værdier abonn'!$AW$10:$BY$10,0)-2)","v":0},{"$f":"OFFSET('gl værdier abonn'!$AW$10,$CN23,BT$6+MATCH($CO23,'gl værdier abonn'!$AW$10:$BY$10,0)-2)","v":0},{"$f":"OFFSET('gl værdier abonn'!$AW$10,$CN23,BU$6+MATCH($CO23,'gl værdier abonn'!$AW$10:$BY$10,0)-2)","v":0},{"$f":"OFFSET('gl værdier abonn'!$AW$10,$CN23,BU$6+MATCH($CO23,'gl værdier abonn'!$AW$10:$BY$10,0)-2)","v":0},{"$f":"OFFSET('gl værdier abonn'!$AW$10,$CN23,BV$6+MATCH($CO23,'gl værdier abonn'!$AW$10:$BY$10,0)-2)","v":0},{"$f":"OFFSET('gl værdier abonn'!$AW$10,$CN23,BV$6+MATCH($CO23,'gl værdier abonn'!$AW$10:$BY$10,0)-2)","v":0},{"$f":"OFFSET('gl værdier abonn'!$AW$10,$CN23,BW$6+MATCH($CO23,'gl værdier abonn'!$AW$10:$BY$10,0)-2)","v":0},{"$f":"OFFSET('gl værdier abonn'!$AW$10,$CN23,BW$6+MATCH($CO23,'gl værdier abonn'!$AW$10:$BY$10,0)-2)","v":0},null,{"$f":"OFFSET('gl værdier abonn'!$DE$10,$CN23,CJ$6+MATCH($CO23,'gl værdier abonn'!$DE$10:$DN$10,0)-2)","v":0},{"$f":"OFFSET('gl værdier abonn'!$DE$10,$CN23,CK$6+MATCH($CO23,'gl værdier abonn'!$DE$10:$DN$10,0)-2)","v":0},null,1,14,"A høj","5.1 Faste omkostninger til energispareindsats",{"$f":"'gl værdier abonn'!B65","v":"6. NETTAB"}]
[null,null,null,null,null,null,null,null,null,null,null,null,null,null,null,null,null,null,null,null,null,null,null,null,null,null,null,null,null,null,null,null,null,null,null,null,null,null,null,null,null,null,null,null,null,null,null,null,null,null,null,null,null,null,null,null,null,null,null,null,null,null,null,null,"5.2 Variable omkostninger til energispareindsats",{"$f":"OFFSET('gl værdier tarif'!$BQ$15,$CN59,BN$6+MATCH($CO59,'gl værdier tarif'!$BQ$15:$CK$15,0)-2)","v":0},{"$f":"OFFSET('gl værdier tarif'!$BQ$15,$CN59,BO$6+MATCH($CO59,'gl værdier tarif'!$BQ$15:$CK$15,0)-2)","v":0},{"$f":"OFFSET('gl værdier tarif'!$BQ$15,$CN59,BP$6+MATCH($CO59,'gl værdier tarif'!$BQ$15:$CK$15,0)-2)","v":0},{"$f":"OFFSET('gl værdier tarif'!$BQ$15,$CN59,BQ$6+MATCH($CO59,'gl værdier tarif'!$BQ$15:$CK$15,0)-2)","v":0},null,{"$f":"OFFSET('gl værdier abonn'!$S$10,$CN24,BS$6+MATCH($CO24,'gl værdier abonn'!$S$10:$AU$10,0)-2)","v":0},{"$f":"OFFSET('gl værdier abonn'!$S$10,$CN24,BT$6+MATCH($CO24,'gl værdier abonn'!$S$10:$AU$10,0)-2)","v":0},{"$f":"OFFSET('gl værdier abonn'!$S$10,$CN24,BU$6+MATCH($CO24,'gl værdier abonn'!$S$10:$AU$10,0)-2)","v":0},{"$f":"OFFSET('gl værdier abonn'!$S$10,$CN24,BV$6+MATCH($CO24,'gl værdier abonn'!$S$10:$AU$10,0)-2)","v":0},{"$f":"OFFSET('gl værdier abonn'!$S$10,$CN24,BW$6+MATCH($CO24,'gl værdier abonn'!$S$10:$AU$10,0)-2)","v":0},null,{"$f":"OFFSET('gl værdier tarif'!$AU$15,$CN59,COUNTA('gl værdier tarif'!$AU$16:AU$16)+MATCH($CO59,'gl værdier tarif'!$AU$15:$BO$15,0)-2)","v":0},null,{"$f":"OFFSET('gl værdier abonn'!$AW$10,$CN24,BS$6+MATCH($CO24,'gl værdier abonn'!$AW$10:$BY$10,0)-2)","v":0},{"$f":"OFFSET('gl værdier abonn'!$AW$10,$CN24,BT$6+MATCH($CO24,'gl værdier abonn'!$AW$10:$BY$10,0)-2)","v":0},{"$f":"OFFSET('gl værdier abonn'!$AW$10,$CN24,BU$6+MATCH($CO24,'gl værdier abonn'!$AW$10:$BY$10,0)-2)","v":0},{"$f":"OFFSET('gl værdier abonn'!$AW$10,$CN24,BU$6+MATCH($CO24,'gl værdier abonn'!$AW$10:$BY$10,0)-2)","v":0},{"$f":"OFFSET('gl værdier abonn'!$AW$10,$CN24,BV$6+MATCH($CO24,'gl værdier abonn'!$AW$10:$BY$10,0)-2)","v":0},{"$f":"OFFSET('gl værdier abonn'!$AW$10,$CN24,BV$6+MATCH($CO24,'gl værdier abonn'!$AW$10:$BY$10,0)-2)","v":0},{"$f":"OFFSET('gl værdier abonn'!$AW$10,$CN24,BW$6+MATCH($CO24,'gl værdier abonn'!$AW$10:$BY$10,0)-2)","v":0},{"$f":"OFFSET('gl værdier abonn'!$AW$10,$CN24,BW$6+MATCH($CO24,'gl værdier abonn'!$AW$10:$BY$10,0)-2)","v":0},null,{"$f":"OFFSET('gl værdier abonn'!$DE$10,$CN24,CJ$6+MATCH($CO24,'gl værdier abonn'!$DE$10:$DN$10,0)-2)","v":0},{"$f":"OFFSET('gl værdier abonn'!$DE$10,$CN24,CK$6+MATCH($CO24,'gl værdier abonn'!$DE$10:$DN$10,0)-2)","v":0},null,1,15,"A høj","5.2 Variable omkostninger til energispareindsats",{"$f":"'gl værdier abonn'!B66","v":"7. ØVRIGE OMKOSTNINGER"}]
[null,null,null,null,null,null,null,null,null,null,null,null,null,null,null,null,null,null,null,null,null,null,null,null,null,null,null,null,null,null,null,null,null,null,null,null,null,null,null,null,null,null,null,null,null,null,null,null,null,null,null,null,null,null,null,null,null,null,null,null,null,null,null,null,"6. NETTAB",{"$f":"OFFSET('gl værdier tarif'!$BQ$15,$CN60,BN$6+MATCH($CO60,'gl værdier tarif'!$BQ$15:$CK$15,0)-2)","v":0},{"$f":"OFFSET('gl værdier tarif'!$BQ$15,$CN60,BO$6+MATCH($CO60,'gl værdier tarif'!$BQ$15:$CK$15,0)-2)","v":0},{"$f":"OFFSET('gl værdier tarif'!$BQ$15,$CN60,BP$6+MATCH($CO60,'gl værdier tarif'!$BQ$15:$CK$15,0)-2)","v":0},{"$f":"OFFSET('gl værdier tarif'!$BQ$15,$CN60,BQ$6+MATCH($CO60,'gl værdier tarif'!$BQ$15:$CK$15,0)-2)","v":0},null,{"$f":"OFFSET('gl værdier abonn'!$S$10,$CN25,BS$6+MATCH($CO25,'gl værdier abonn'!$S$10:$AU$10,0)-2)","v":0},{"$f":"OFFSET('gl værdier abonn'!$S$10,$CN25,BT$6+MATCH($CO25,'gl værdier abonn'!$S$10:$AU$10,0)-2)","v":0},{"$f":"OFFSET('gl værdier abonn'!$S$10,$CN25,BU$6+MATCH($CO25,'gl værdier abonn'!$S$10:$AU$10,0)-2)","v":0},{"$f":"OFFSET('gl værdier abonn'!$S$10,$CN25,BV$6+MATCH($CO25,'gl værdier abonn'!$S$10:$AU$10,0)-2)","v":0},{"$f":"OFFSET('gl værdier abonn'!$S$10,$CN25,BW$6+MATCH($CO25,'gl værdier abonn'!$S$10:$AU$10,0)-2)","v":0},null,{"$f":"OFFSET('gl værdier tarif'!$AU$15,$CN60,COUNTA('gl værdier tarif'!$AU$16:AU$16)+MATCH($CO60,'gl værdier tarif'!$AU$15:$BO$15,0)-2)","v":0},null,{"$f":"OFFSET('gl værdier abonn'!$AW$10,$CN25,BS$6+MATCH($CO25,'gl værdier abonn'!$AW$10:$BY$10,0)-2)","v":0},{"$f":"OFFSET('gl værdier abonn'!$AW$10,$CN25,BT$6+MATCH($CO25,'gl værdier abonn'!$AW$10:$BY$10,0)-2)","v":0},{"$f":"OFFSET('gl værdier abonn'!$AW$10,$CN25,BU$6+MATCH($CO25,'gl værdier abonn'!$AW$10:$BY$10,0)-2)","v":0},{"$f":"OFFSET('gl værdier abonn'!$AW$10,$CN25,BU$6+MATCH($CO25,'gl værdier abonn'!$AW$10:$BY$10,0)-2)","v":0},{"$f":"OFFSET('gl værdier abonn'!$AW$10,$CN25,BV$6+MATCH($CO25,'gl værdier abonn'!$AW$10:$BY$10,0)-2)","v":0},{"$f":"OFFSET('gl værdier abonn'!$AW$10,$CN25,BV$6+MATCH($CO25,'gl værdier abonn'!$AW$10:$BY$10,0)-2)","v":0},{"$f":"OFFSET('gl værdier abonn'!$AW$10,$CN25,BW$6+MATCH($CO25,'gl værdier abonn'!$AW$10:$BY$10,0)-2)","v":0},{"$f":"OFFSET('gl værdier abonn'!$AW$10,$CN25,BW$6+MATCH($CO25,'gl værdier abonn'!$AW$10:$BY$10,0)-2)","v":0},null,{"$f":"OFFSET('gl værdier abonn'!$DE$10,$CN25,CJ$6+MATCH($CO25,'gl værdier abonn'!$DE$10:$DN$10,0)-2)","v":0},{"$f":"OFFSET('gl værdier abonn'!$DE$10,$CN25,CK$6+MATCH($CO25,'gl værdier abonn'!$DE$10:$DN$10,0)-2)","v":0},null,1,16,"A høj","6. NETTAB",{"$f":"'gl værdier abonn'!B67","v":"8. AFSKRIVNINGER"}]
[null,null,null,null,null,null,null,null,null,null,null,null,null,null,null,null,null,null,null,null,null,null,null,null,null,null,null,null,null,null,null,null,null,null,null,null,null,null,null,null,null,null,null,null,null,null,null,null,null,null,null,null,null,null,null,null,null,null,null,null,null,null,null,null,"6.1 Omkostninger ved nettab (kun ledningsnet)",{"$f":"OFFSET('gl værdier tarif'!$BQ$15,$CN61,BN$6+MATCH($CO61,'gl værdier tarif'!$BQ$15:$CK$15,0)-2)","v":0},{"$f":"OFFSET('gl værdier tarif'!$BQ$15,$CN61,BO$6+MATCH($CO61,'gl værdier tarif'!$BQ$15:$CK$15,0)-2)","v":0},{"$f":"OFFSET('gl værdier tarif'!$BQ$15,$CN61,BP$6+MATCH($CO61,'gl værdier tarif'!$BQ$15:$CK$15,0)-2)","v":0},{"$f":"OFFSET('gl værdier tarif'!$BQ$15,$CN61,BQ$6+MATCH($CO61,'gl værdier tarif'!$BQ$15:$CK$15,0)-2)","v":0},null,{"$f":"OFFSET('gl værdier abonn'!$S$10,$CN26,BS$6+MATCH($CO26,'gl værdier abonn'!$S$10:$AU$10,0)-2)","v":0},{"$f":"OFFSET('gl værdier abonn'!$S$10,$CN26,BT$6+MATCH($CO26,'gl værdier abonn'!$S$10:$AU$10,0)-2)","v":0},{"$f":"OFFSET('gl værdier abonn'!$S$10,$CN26,BU$6+MATCH($CO26,'gl værdier abonn'!$S$10:$AU$10,0)-2)","v":0},{"$f":"OFFSET('gl værdier abonn'!$S$10,$CN26,BV$6+MATCH($CO26,'gl værdier abonn'!$S$10:$AU$10,0)-2)","v":0},{"$f":"OFFSET('gl værdier abonn'!$S$10,$CN26,BW$6+MATCH($CO26,'gl værdier abonn'!$S$10:$AU$10,0)-2)","v":0},null,{"$f":"OFFSET('gl værdier tarif'!$AU$15,$CN61,COUNTA('gl værdier tarif'!$AU$16:AU$16)+MATCH($CO61,'gl værdier tarif'!$AU$15:$BO$15,0)-2)","v":0},null,{"$f":"OFFSET('gl værdier abonn'!$AW$10,$CN26,BS$6+MATCH($CO26,'gl værdier abonn'!$AW$10:$BY$10,0)-2)","v":0},{"$f":"OFFSET('gl værdier abonn'!$AW$10,$CN26,BT$6+MATCH($CO26,'gl værdier abonn'!$AW$10:$BY$10,0)-2)","v":0},{"$f":"OFFSET('gl værdier abonn'!$AW$10,$CN26,BU$6+MATCH($CO26,'gl værdier abonn'!$AW$10:$BY$10,0)-2)","v":0},{"$f":"OFFSET('gl værdier abonn'!$AW$10,$CN26,BU$6+MATCH($CO26,'gl værdier abonn'!$AW$10:$BY$10,0)-2)","v":0},{"$f":"OFFSET('gl værdier abonn'!$AW$10,$CN26,BV$6+MATCH($CO26,'gl værdier abonn'!$AW$10:$BY$10,0)-2)","v":0},{"$f":"OFFSET('gl værdier abonn'!$AW$10,$CN26,BV$6+MATCH($CO26,'gl værdier abonn'!$AW$10:$BY$10,0)-2)","v":0},{"$f":"OFFSET('gl værdier abonn'!$AW$10,$CN26,BW$6+MATCH($CO26,'gl værdier abonn'!$AW$10:$BY$10,0)-2)","v":0},{"$f":"OFFSET('gl værdier abonn'!$AW$10,$CN26,BW$6+MATCH($CO26,'gl værdier abonn'!$AW$10:$BY$10,0)-2)","v":0},null,{"$f":"OFFSET('gl værdier abonn'!$DE$10,$CN26,CJ$6+MATCH($CO26,'gl værdier abonn'!$DE$10:$DN$10,0)-2)","v":0},{"$f":"OFFSET('gl værdier abonn'!$DE$10,$CN26,CK$6+MATCH($CO26,'gl værdier abonn'!$DE$10:$DN$10,0)-2)","v":0},null,1,17,"A høj","6.1 Omkostninger ved nettab (kun ledningsnet)",{"$f":"'gl værdier abonn'!B68","v":0}]
["Formelområde - må ikke overskrives",null,"Ny","Gl.","Ny","Gl.","Ny","Gl.","Ny","Gl.",null,"Ny","Gl.","Ny","Gl.","Ny","Gl.","Ny","Gl.","Ny","Gl.",null,null,"Ny","Gl.",null,"Ny","Gl.","Ny","Gl.","Ny","Gl.","Ny","Gl.","Ny","Gl.","Ny","Gl.","Ny","Gl.","Ny","Gl.",null,"Ny","Gl.","Ny","Gl.",null,null,null,null,null,null,null,null,null,null,null,null,null,null,null,null,null,"6.2 Omkostninger ved nettab (transformerstationer)",{"$f":"OFFSET('gl værdier tarif'!$BQ$15,$CN62,BN$6+MATCH($CO62,'gl værdier tarif'!$BQ$15:$CK$15,0)-2)","v":0},{"$f":"OFFSET('gl værdier tarif'!$BQ$15,$CN62,BO$6+MATCH($CO62,'gl værdier tarif'!$BQ$15:$CK$15,0)-2)","v":0},{"$f":"OFFSET('gl værdier tarif'!$BQ$15,$CN62,BP$6+MATCH($CO62,'gl værdier tarif'!$BQ$15:$CK$15,0)-2)","v":0},{"$f":"OFFSET('gl værdier tarif'!$BQ$15,$CN62,BQ$6+MATCH($CO62,'gl værdier tarif'!$BQ$15:$CK$15,0)-2)","v":0},null,{"$f":"OFFSET('gl værdier abonn'!$S$10,$CN27,BS$6+MATCH($CO27,'gl værdier abonn'!$S$10:$AU$10,0)-2)","v":0},{"$f":"OFFSET('gl værdier abonn'!$S$10,$CN27,BT$6+MATCH($CO27,'gl værdier abonn'!$S$10:$AU$10,0)-2)","v":0},{"$f":"OFFSET('gl værdier abonn'!$S$10,$CN27,BU$6+MATCH($CO27,'gl værdier abonn'!$S$10:$AU$10,0)-2)","v":0},{"$f":"OFFSET('gl værdier abonn'!$S$10,$CN27,BV$6+MATCH($CO27,'gl værdier abonn'!$S$10:$AU$10,0)-2)","v":0},{"$f":"OFFSET('gl værdier abonn'!$S$10,$CN27,BW$6+MATCH($CO27,'gl værdier abonn'!$S$10:$AU$10,0)-2)","v":0},null,{"$f":"OFFSET('gl værdier tarif'!$AU$15,$CN62,COUNTA('gl værdier tarif'!$AU$16:AU$16)+MATCH($CO62,'gl værdier tarif'!$AU$15:$BO$15,0)-2)","v":0},null,{"$f":"OFFSET('gl værdier abonn'!$AW$10,$CN27,BS$6+MATCH($CO27,'gl værdier abonn'!$AW$10:$BY$10,0)-2)","v":0},{"$f":"OFFSET('gl værdier abonn'!$AW$10,$CN27,BT$6+MATCH($CO27,'gl værdier abonn'!$AW$10:$BY$10,0)-2)","v":0},{"$f":"OFFSET('gl værdier abonn'!$AW$10,$CN27,BU$6+MATCH($CO27,'gl værdier abonn'!$AW$10:$BY$10,0)-2)","v":0},{"$f":"OFFSET('gl værdier abonn'!$AW$10,$CN27,BU$6+MATCH($CO27,'gl værdier abonn'!$AW$10:$BY$10,0)-2)","v":0},{"$f":"OFFSET('gl værdier abonn'!$AW$10,$CN27,BV$6+MATCH($CO27,'gl værdier abonn'!$AW$10:$BY$10,0)-2)","v":0},{"$f":"OFFSET('gl værdier abonn'!$AW$10,$CN27,BV$6+MATCH($CO27,'gl værdier abonn'!$AW$10:$BY$10,0)-2)","v":0},{"$f":"OFFSET('gl værdier abonn'!$AW$10,$CN27,BW$6+MATCH($CO27,'gl værdier abonn'!$AW$10:$BY$10,0)-2)","v":0},{"$f":"OFFSET('gl værdier abonn'!$AW$10,$CN27,BW$6+MATCH($CO27,'gl værdier abonn'!$AW$10:$BY$10,0)-2)","v":0},null,{"$f":"OFFSET('gl værdier abonn'!$DE$10,$CN27,CJ$6+MATCH($CO27,'gl værdier abonn'!$DE$10:$DN$10,0)-2)","v":0},{"$f":"OFFSET('gl værdier abonn'!$DE$10,$CN27,CK$6+MATCH($CO27,'gl værdier abonn'!$DE$10:$DN$10,0)-2)","v":0},null,1,18,"A høj","6.2 Omkostninger ved nettab (transformerstationer)",{"$f":"'gl værdier abonn'!B69","v":"FORRENTNING"}]
[{"$f":"A10","v":"1. DRIFT"},null,{"$f":"SUM(C11:C13)/C38","v":{"$error":"#VALUE!"}},{"$f":"SUM(D11:D13)/D38","v":{"$error":"#DIV/0!"}},{"$f":"SUM(E11:E13)/E38","v":{"$error":"#VALUE!"}},{"$error":"#DIV/0!"},{"$f":"SUM(G11:G13)/G38","v":{"$error":"#VALUE!"}},{"$f":"SUM(H11:H13)/H38","v":{"$error":"#DIV/0!"}},{"$error":"#VALUE!"},{"$error":"#DIV/0!"},null,{"$f":"SUM(L11:L13)/L38","v":{"$error":"#DIV/0!"}},{"$f":"SUM(M11:M13)/M38","v":{"$error":"#DIV/0!"}},{"$f":"SUM(N11:N13)/N38","v":{"$error":"#DIV/0!"}},{"$f":"SUM(O11:O13)/O38","v":{"$error":"#DIV/0!"}},{"$f":"SUM(P11:P13)/P38","v":{"$error":"#DIV/0!"}},{"$error":"#DIV/0!"},{"$error":"#DIV/0!"},{"$error":"#DIV/0!"},{"$error":"#DIV/0!"},{"$error":"#DIV/0!"},null,{"$f":"W10","v":"1. DRIFT"},{"$f":"SUM(X11:X13)/X38","v":{"$error":"#VALUE!"}},{"$f":"SUM(Y11:Y13)/Y38","v":{"$error":"#DIV/0!"}},null,{"$f":"SUM(AA11:AA13)/AA38","v":{"$error":"#DIV/0!"}},{"$error":"#DIV/0!"},{"$error":"#DIV/0!"},{"$error":"#DIV/0!"},{"$error":"#DIV/0!"},{"$error":"#DIV/0!"},{"$error":"#DIV/0!"},{"$error":"#DIV/0!"},{"$error":"#DIV/0!"},{"$error":"#DIV/0!"},{"$f":"SUM(AK11:AK13)/AK38","v":{"$error":"#DIV/0!"}},{"$error":"#DIV/0!"},{"$f":"SUM(AM11:AM13)/AM38","v":{"$error":"#DIV/0!"}},{"$error":"#DIV/0!"},{"$error":"#DIV/0!"},{"$error":"#DIV/0!"},null,{"$f":"SUM(AR11:AR13)/AR38","v":{"$error":"#DIV/0!"}},{"$error":"#DIV/0!"},{"$f":"SUM(AT11:AT13)/AT38","v":{"$error":"#DIV/0!"}},{"$error":"#DIV/0!"},null,null,null,null,null,null,null,null,null,null,null,null,null,null,null,null,null,"7. ØVRIGE OMKOSTNINGER",{"$f":"OFFSET('gl værdier tarif'!$BQ$15,$CN63,BN$6+MATCH($CO63,'gl værdier tarif'!$BQ$15:$CK$15,0)-2)","v":0},{"$f":"OFFSET('gl værdier tarif'!$BQ$15,$CN63,BO$6+MATCH($CO63,'gl værdier tarif'!$BQ$15:$CK$15,0)-2)","v":0},{"$f":"OFFSET('gl værdier tarif'!$BQ$15,$CN63,BP$6+MATCH($CO63,'gl værdier tarif'!$BQ$15:$CK$15,0)-2)","v":0},{"$f":"OFFSET('gl værdier tarif'!$BQ$15,$CN63,BQ$6+MATCH($CO63,'gl værdier tarif'!$BQ$15:$CK$15,0)-2)","v":0},null,{"$f":"OFFSET('gl værdier abonn'!$S$10,$CN28,BS$6+MATCH($CO28,'gl værdier abonn'!$S$10:$AU$10,0)-2)","v":0},{"$f":"OFFSET('gl værdier abonn'!$S$10,$CN28,BT$6+MATCH($CO28,'gl værdier abonn'!$S$10:$AU$10,0)-2)","v":0},{"$f":"OFFSET('gl værdier abonn'!$S$10,$CN28,BU$6+MATCH($CO28,'gl værdier abonn'!$S$10:$AU$10,0)-2)","v":0},{"$f":"OFFSET('gl værdier abonn'!$S$10,$CN28,BV$6+MATCH($CO28,'gl værdier abonn'!$S$10:$AU$10,0)-2)","v":0},{"$f":"OFFSET('gl værdier abonn'!$S$10,$CN28,BW$6+MATCH($CO28,'gl værdier abonn'!$S$10:$AU$10,0)-2)","v":0},null,{"$f":"OFFSET('gl værdier tarif'!$AU$15,$CN63,COUNTA('gl værdier tarif'!$AU$16:AU$16)+MATCH($CO63,'gl værdier tarif'!$AU$15:$BO$15,0)-2)","v":0},null,{"$f":"OFFSET('gl værdier abonn'!$AW$10,$CN28,BS$6+MATCH($CO28,'gl værdier abonn'!$AW$10:$BY$10,0)-2)","v":0},{"$f":"OFFSET('gl værdier abonn'!$AW$10,$CN28,BT$6+MATCH($CO28,'gl værdier abonn'!$AW$10:$BY$10,0)-2)","v":0},{"$f":"OFFSET('gl værdier abonn'!$AW$10,$CN28,BU$6+MATCH($CO28,'gl værdier abonn'!$AW$10:$BY$10,0)-2)","v":0},{"$f":"OFFSET('gl værdier abonn'!$AW$10,$CN28,BU$6+MATCH($CO28,'gl værdier abonn'!$AW$10:$BY$10,0)-2)","v":0},{"$f":"OFFSET('gl værdier abonn'!$AW$10,$CN28,BV$6+MATCH($CO28,'gl værdier abonn'!$AW$10:$BY$10,0)-2)","v":0},{"$f":"OFFSET('gl værdier abonn'!$AW$10,$CN28,BV$6+MATCH($CO28,'gl værdier abonn'!$AW$10:$BY$10,0)-2)","v":0},{"$f":"OFFSET('gl værdier abonn'!$AW$10,$CN28,BW$6+MATCH($CO28,'gl værdier abonn'!$AW$10:$BY$10,0)-2)","v":0},{"$f":"OFFSET('gl værdier abonn'!$AW$10,$CN28,BW$6+MATCH($CO28,'gl værdier abonn'!$AW$10:$BY$10,0)-2)","v":0},null,{"$f":"OFFSET('gl værdier abonn'!$DE$10,$CN28,CJ$6+MATCH($CO28,'gl værdier abonn'!$DE$10:$DN$10,0)-2)","v":0},{"$f":"OFFSET('gl værdier abonn'!$DE$10,$CN28,CK$6+MATCH($CO28,'gl værdier abonn'!$DE$10:$DN$10,0)-2)","v":0},null,1,19,"A høj","7. ØVRIGE OMKOSTNINGER",{"$f":"'gl værdier abonn'!B70","v":0}]
[{"$f":"A14","v":"2. MÅLERE"},null,{"$f":"SUM(C15:C16)/C38","v":{"$error":"#VALUE!"}},{"$f":"SUM(D15:D16)/D38","v":{"$error":"#DIV/0!"}},{"$f":"SUM(E15:E16)/E38","v":{"$error":"#VALUE!"}},{"$error":"#DIV/0!"},{"$f":"SUM(G15:G16)/G38","v":{"$error":"#VALUE!"}},{"$f":"SUM(H15:H16)/H38","v":{"$error":"#DIV/0!"}},{"$error":"#VALUE!"},{"$error":"#DIV/0!"},null,{"$f":"SUM(L15:L16)/L38","v":{"$error":"#DIV/0!"}},{"$f":"SUM(M15:M16)/M38","v":{"$error":"#DIV/0!"}},{"$f":"SUM(N15:N16)/N38","v":{"$error":"#DIV/0!"}},{"$f":"SUM(O15:O16)/O38","v":{"$error":"#DIV/0!"}},{"$f":"SUM(P15:P16)/P38","v":{"$error":"#DIV/0!"}},{"$error":"#DIV/0!"},{"$error":"#DIV/0!"},{"$error":"#DIV/0!"},{"$error":"#DIV/0!"},{"$error":"#DIV/0!"},null,{"$f":"W14","v":"2. MÅLERE"},{"$f":"SUM(X15:X16)/X38","v":{"$error":"#VALUE!"}},{"$f":"SUM(Y15:Y16)/Y38","v":{"$error":"#DIV/0!"}},null,{"$f":"SUM(AA15:AA16)/AA38","v":{"$error":"#DIV/0!"}},{"$error":"#DIV/0!"},{"$error":"#DIV/0!"},{"$error":"#DIV/0!"},{"$error":"#DIV/0!"},{"$error":"#DIV/0!"},{"$error":"#DIV/0!"},{"$error":"#DIV/0!"},{"$error":"#DIV/0!"},{"$error":"#DIV/0!"},{"$f":"SUM(AK15:AK16)/AK38","v":{"$error":"#DIV/0!"}},{"$error":"#DIV/0!"},{"$f":"SUM(AM15:AM16)/AM38","v":{"$error":"#DIV/0!"}},{"$error":"#DIV/0!"},{"$error":"#DIV/0!"},{"$error":"#DIV/0!"},null,{"$f":"SUM(AR15:AR16)/AR38","v":{"$error":"#DIV/0!"}},{"$error":"#DIV/0!"},{"$f":"SUM(AT15:AT16)/AT38","v":{"$error":"#DIV/0!"}},{"$error":"#DIV/0!"},null,null,null,null,null,null,null,null,null,null,null,null,null,null,null,null,null,"7.1 Øvrige omkostninger",{"$f":"OFFSET('gl værdier tarif'!$BQ$15,$CN64,BN$6+MATCH($CO64,'gl værdier tarif'!$BQ$15:$CK$15,0)-2)","v":0},{"$f":"OFFSET('gl værdier tarif'!$BQ$15,$CN64,BO$6+MATCH($CO64,'gl værdier tarif'!$BQ$15:$CK$15,0)-2)","v":0},{"$f":"OFFSET('gl værdier tarif'!$BQ$15,$CN64,BP$6+MATCH($CO64,'gl værdier tarif'!$BQ$15:$CK$15,0)-2)","v":0},{"$f":"OFFSET('gl værdier tarif'!$BQ$15,$CN64,BQ$6+MATCH($CO64,'gl værdier tarif'!$BQ$15:$CK$15,0)-2)","v":0},null,{"$f":"OFFSET('gl værdier abonn'!$S$10,$CN29,BS$6+MATCH($CO29,'gl værdier abonn'!$S$10:$AU$10,0)-2)","v":0},{"$f":"OFFSET('gl værdier abonn'!$S$10,$CN29,BT$6+MATCH($CO29,'gl værdier abonn'!$S$10:$AU$10,0)-2)","v":0},{"$f":"OFFSET('gl værdier abonn'!$S$10,$CN29,BU$6+MATCH($CO29,'gl værdier abonn'!$S$10:$AU$10,0)-2)","v":0},{"$f":"OFFSET('gl værdier abonn'!$S$10,$CN29,BV$6+MATCH($CO29,'gl værdier abonn'!$S$10:$AU$10,0)-2)","v":0},{"$f":"OFFSET('gl værdier abonn'!$S$10,$CN29,BW$6+MATCH($CO29,'gl værdier abonn'!$S$10:$AU$10,0)-2)","v":0},null,{"$f":"OFFSET('gl værdier tarif'!$AU$15,$CN64,COUNTA('gl værdier tarif'!$AU$16:AU$16)+MATCH($CO64,'gl værdier tarif'!$AU$15:$BO$15,0)-2)","v":0},null,{"$f":"OFFSET('gl værdier abonn'!$AW$10,$CN29,BS$6+MATCH($CO29,'gl værdier abonn'!$AW$10:$BY$10,0)-2)","v":0},{"$f":"OFFSET('gl værdier abonn'!$AW$10,$CN29,BT$6+MATCH($CO29,'gl værdier abonn'!$AW$10:$BY$10,0)-2)","v":0},{"$f":"OFFSET('gl værdier abonn'!$AW$10,$CN29,BU$6+MATCH($CO29,'gl værdier abonn'!$AW$10:$BY$10,0)-2)","v":0},{"$f":"OFFSET('gl værdier abonn'!$AW$10,$CN29,BU$6+MATCH($CO29,'gl værdier abonn'!$AW$10:$BY$10,0)-2)","v":0},{"$f":"OFFSET('gl værdier abonn'!$AW$10,$CN29,BV$6+MATCH($CO29,'gl værdier abonn'!$AW$10:$BY$10,0)-2)","v":0},{"$f":"OFFSET('gl værdier abonn'!$AW$10,$CN29,BV$6+MATCH($CO29,'gl værdier abonn'!$AW$10:$BY$10,0)-2)","v":0},{"$f":"OFFSET('gl værdier abonn'!$AW$10,$CN29,BW$6+MATCH($CO29,'gl værdier abonn'!$AW$10:$BY$10,0)-2)","v":0},{"$f":"OFFSET('gl værdier abonn'!$AW$10,$CN29,BW$6+MATCH($CO29,'gl værdier abonn'!$AW$10:$BY$10,0)-2)","v":0},null,{"$f":"OFFSET('gl værdier abonn'!$DE$10,$CN29,CJ$6+MATCH($CO29,'gl værdier abonn'!$DE$10:$DN$10,0)-2)","v":0},{"$f":"OFFSET('gl værdier abonn'!$DE$10,$CN29,CK$6+MATCH($CO29,'gl værdier abonn'!$DE$10:$DN$10,0)-2)","v":0},null,1,20,"A høj","7.1 Øvrige omkostninger",{"$f":"'gl værdier abonn'!B71","v":"Justering sfa. afrunding"}]
[{"$f":"A17","v":"3. OMKOSTNINGER TIL KUNDECENTER"},null,{"$f":"SUM(C18)/C38","v":{"$error":"#VALUE!"}},{"$f":"SUM(D18)/D38","v":{"$error":"#DIV/0!"}},{"$f":"SUM(E18)/E38","v":{"$error":"#VALUE!"}},{"$error":"#DIV/0!"},{"$f":"SUM(G18)/G38","v":{"$error":"#VALUE!"}},{"$f":"SUM(H18)/H38","v":{"$error":"#DIV/0!"}},{"$error":"#VALUE!"},{"$error":"#DIV/0!"},null,{"$f":"SUM(L18)/L38","v":{"$error":"#DIV/0!"}},{"$f":"SUM(M18)/M38","v":{"$error":"#DIV/0!"}},{"$f":"SUM(N18)/N38","v":{"$error":"#DIV/0!"}},{"$f":"SUM(O18)/O38","v":{"$error":"#DIV/0!"}},{"$f":"SUM(P18)/P38","v":{"$error":"#DIV/0!"}},{"$error":"#DIV/0!"},{"$error":"#DIV/0!"},{"$error":"#DIV/0!"},{"$error":"#DIV/0!"},{"$error":"#DIV/0!"},null,{"$f":"W17","v":"3. OMKOSTNINGER TIL KUNDECENTER"},{"$f":"SUM(X18)/X38","v":{"$error":"#VALUE!"}},{"$f":"SUM(Y18)/Y38","v":{"$error":"#DIV/0!"}},null,{"$f":"SUM(AA18)/AA38","v":{"$error":"#DIV/0!"}},{"$error":"#DIV/0!"},{"$error":"#DIV/0!"},{"$error":"#DIV/0!"},{"$error":"#DIV/0!"},{"$error":"#DIV/0!"},{"$error":"#DIV/0!"},{"$error":"#DIV/0!"},{"$error":"#DIV/0!"},{"$error":"#DIV/0!"},{"$f":"SUM(AK18)/AK38","v":{"$error":"#DIV/0!"}},{"$error":"#DIV/0!"},{"$f":"SUM(AM18)/AM38","v":{"$error":"#DIV/0!"}},{"$error":"#DIV/0!"},{"$error":"#DIV/0!"},{"$error":"#DIV/0!"},null,{"$f":"SUM(AR18)/AR38","v":{"$error":"#DIV/0!"}},{"$error":"#DIV/0!"},{"$f":"SUM(AT18)/AT38","v":{"$error":"#DIV/0!"}},{"$error":"#DIV/0!"},null,null,null,null,null,null,null,null,null,null,null,null,null,null,null,null,null,"8. AFSKRIVNINGER",{"$f":"OFFSET('gl værdier tarif'!$BQ$15,$CN65,BN$6+MATCH($CO65,'gl værdier tarif'!$BQ$15:$CK$15,0)-2)","v":0},{"$f":"OFFSET('gl værdier tarif'!$BQ$15,$CN65,BO$6+MATCH($CO65,'gl værdier tarif'!$BQ$15:$CK$15,0)-2)","v":0},{"$f":"OFFSET('gl værdier tarif'!$BQ$15,$CN65,BP$6+MATCH($CO65,'gl værdier tarif'!$BQ$15:$CK$15,0)-2)","v":0},{"$f":"OFFSET('gl værdier tarif'!$BQ$15,$CN65,BQ$6+MATCH($CO65,'gl værdier tarif'!$BQ$15:$CK$15,0)-2)","v":0},null,{"$f":"OFFSET('gl værdier abonn'!$S$10,$CN30,BS$6+MATCH($CO30,'gl værdier abonn'!$S$10:$AU$10,0)-2)","v":0},{"$f":"OFFSET('gl værdier abonn'!$S$10,$CN30,BT$6+MATCH($CO30,'gl værdier abonn'!$S$10:$AU$10,0)-2)","v":0},{"$f":"OFFSET('gl værdier abonn'!$S$10,$CN30,BU$6+MATCH($CO30,'gl værdier abonn'!$S$10:$AU$10,0)-2)","v":0},{"$f":"OFFSET('gl værdier abonn'!$S$10,$CN30,BV$6+MATCH($CO30,'gl værdier abonn'!$S$10:$AU$10,0)-2)","v":0},{"$f":"OFFSET('gl værdier abonn'!$S$10,$CN30,BW$6+MATCH($CO30,'gl værdier abonn'!$S$10:$AU$10,0)-2)","v":0},null,{"$f":"OFFSET('gl værdier tarif'!$AU$15,$CN65,COUNTA('gl værdier tarif'!$AU$16:AU$16)+MATCH($CO65,'gl værdier tarif'!$AU$15:$BO$15,0)-2)","v":0},null,{"$f":"OFFSET('gl værdier abonn'!$AW$10,$CN30,BS$6+MATCH($CO30,'gl værdier abonn'!$AW$10:$BY$10,0)-2)","v":0},{"$f":"OFFSET('gl værdier abonn'!$AW$10,$CN30,BT$6+MATCH($CO30,'gl værdier abonn'!$AW$10:$BY$10,0)-2)","v":0},{"$f":"OFFSET('gl værdier abonn'!$AW$10,$CN30,BU$6+MATCH($CO30,'gl værdier abonn'!$AW$10:$BY$10,0)-2)","v":0},{"$f":"OFFSET('gl værdier abonn'!$AW$10,$CN30,BU$6+MATCH($CO30,'gl værdier abonn'!$AW$10:$BY$10,0)-2)","v":0},{"$f":"OFFSET('gl værdier abonn'!$AW$10,$CN30,BV$6+MATCH($CO30,'gl værdier abonn'!$AW$10:$BY$10,0)-2)","v":0},{"$f":"OFFSET('gl værdier abonn'!$AW$10,$CN30,BV$6+MATCH($CO30,'gl værdier abonn'!$AW$10:$BY$10,0)-2)","v":0},{"$f":"OFFSET('gl værdier abonn'!$AW$10,$CN30,BW$6+MATCH($CO30,'gl værdier abonn'!$AW$10:$BY$10,0)-2)","v":0},{"$f":"OFFSET('gl værdier abonn'!$AW$10,$CN30,BW$6+MATCH($CO30,'gl værdier abonn'!$AW$10:$BY$10,0)-2)","v":0},null,{"$f":"OFFSET('gl værdier abonn'!$DE$10,$CN30,CJ$6+MATCH($CO30,'gl værdier abonn'!$DE$10:$DN$10,0)-2)","v":0},{"$f":"OFFSET('gl værdier abonn'!$DE$10,$CN30,CK$6+MATCH($CO30,'gl værdier abonn'!$DE$10:$DN$10,0)-2)","v":0},null,1,21,"A høj","8. AFSKRIVNINGER",{"$f":"'gl værdier abonn'!B72","v":"Total"}]
[{"$f":"A19","v":"4. GENEREL ADMINISTRATION "},null,{"$f":"SUM(C20)/C38","v":{"$error":"#VALUE!"}},{"$f":"SUM(D20)/D38","v":{"$error":"#DIV/0!"}},{"$f":"SUM(E20)/E38","v":{"$error":"#VALUE!"}},{"$error":"#DIV/0!"},{"$f":"SUM(G20)/G38","v":{"$error":"#VALUE!"}},{"$f":"SUM(H20)/H38","v":{"$error":"#DIV/0!"}},{"$error":"#VALUE!"},{"$error":"#DIV/0!"},null,{"$f":"SUM(L20)/L38","v":{"$error":"#DIV/0!"}},{"$f":"SUM(M20)/M38","v":{"$error":"#DIV/0!"}},{"$f":"SUM(N20)/N38","v":{"$error":"#DIV/0!"}},{"$f":"SUM(O20)/O38","v":{"$error":"#DIV/0!"}},{"$f":"SUM(P20)/P38","v":{"$error":"#DIV/0!"}},{"$error":"#DIV/0!"},{"$error":"#DIV/0!"},{"$error":"#DIV/0!"},{"$error":"#DIV/0!"},{"$error":"#DIV/0!"},null,{"$f":"W19","v":"4. GENEREL ADMINISTRATION "},{"$f":"SUM(X20)/X38","v":{"$error":"#VALUE!"}},{"$f":"SUM(Y20)/Y38","v":{"$error":"#DIV/0!"}},null,{"$f":"SUM(AA20)/AA38","v":{"$error":"#DIV/0!"}},{"$error":"#DIV/0!"},{"$error":"#DIV/0!"},{"$error":"#DIV/0!"},{"$error":"#DIV/0!"},{"$error":"#DIV/0!"},{"$error":"#DIV/0!"},{"$error":"#DIV/0!"},{"$error":"#DIV/0!"},{"$error":"#DIV/0!"},{"$f":"SUM(AK20)/AK38","v":{"$error":"#DIV/0!"}},{"$error":"#DIV/0!"},{"$f":"SUM(AM20)/AM38","v":{"$error":"#DIV/0!"}},{"$error":"#DIV/0!"},{"$error":"#DIV/0!"},{"$error":"#DIV/0!"},null,{"$f":"SUM(AR20)/AR38","v":{"$error":"#DIV/0!"}},{"$error":"#DIV/0!"},{"$f":"SUM(AT20)/AT38","v":{"$error":"#DIV/0!"}},{"$error":"#DIV/0!"},null,null,null,null,null,null,null,null,null,null,null,null,null,null,null,null,null,"8.1 Transformerstationer",{"$f":"OFFSET('gl værdier tarif'!$BQ$15,$CN66,BN$6+MATCH($CO66,'gl værdier tarif'!$BQ$15:$CK$15,0)-2)","v":0},{"$f":"OFFSET('gl værdier tarif'!$BQ$15,$CN66,BO$6+MATCH($CO66,'gl værdier tarif'!$BQ$15:$CK$15,0)-2)","v":0},{"$f":"OFFSET('gl værdier tarif'!$BQ$15,$CN66,BP$6+MATCH($CO66,'gl værdier tarif'!$BQ$15:$CK$15,0)-2)","v":0},{"$f":"OFFSET('gl værdier tarif'!$BQ$15,$CN66,BQ$6+MATCH($CO66,'gl værdier tarif'!$BQ$15:$CK$15,0)-2)","v":0},null,{"$f":"OFFSET('gl værdier abonn'!$S$10,$CN31,BS$6+MATCH($CO31,'gl værdier abonn'!$S$10:$AU$10,0)-2)","v":0},{"$f":"OFFSET('gl værdier abonn'!$S$10,$CN31,BT$6+MATCH($CO31,'gl værdier abonn'!$S$10:$AU$10,0)-2)","v":0},{"$f":"OFFSET('gl værdier abonn'!$S$10,$CN31,BU$6+MATCH($CO31,'gl værdier abonn'!$S$10:$AU$10,0)-2)","v":0},{"$f":"OFFSET('gl værdier abonn'!$S$10,$CN31,BV$6+MATCH($CO31,'gl værdier abonn'!$S$10:$AU$10,0)-2)","v":0},{"$f":"OFFSET('gl værdier abonn'!$S$10,$CN31,BW$6+MATCH($CO31,'gl værdier abonn'!$S$10:$AU$10,0)-2)","v":0},null,{"$f":"OFFSET('gl værdier tarif'!$AU$15,$CN66,COUNTA('gl værdier tarif'!$AU$16:AU$16)+MATCH($CO66,'gl værdier tarif'!$AU$15:$BO$15,0)-2)","v":0},null,{"$f":"OFFSET('gl værdier abonn'!$AW$10,$CN31,BS$6+MATCH($CO31,'gl værdier abonn'!$AW$10:$BY$10,0)-2)","v":0},{"$f":"OFFSET('gl værdier abonn'!$AW$10,$CN31,BT$6+MATCH($CO31,'gl værdier abonn'!$AW$10:$BY$10,0)-2)","v":0},{"$f":"OFFSET('gl værdier abonn'!$AW$10,$CN31,BU$6+MATCH($CO31,'gl værdier abonn'!$AW$10:$BY$10,0)-2)","v":0},{"$f":"OFFSET('gl værdier abonn'!$AW$10,$CN31,BU$6+MATCH($CO31,'gl værdier abonn'!$AW$10:$BY$10,0)-2)","v":0},{"$f":"OFFSET('gl værdier abonn'!$AW$10,$CN31,BV$6+MATCH($CO31,'gl værdier abonn'!$AW$10:$BY$10,0)-2)","v":0},{"$f":"OFFSET('gl værdier abonn'!$AW$10,$CN31,BV$6+MATCH($CO31,'gl værdier abonn'!$AW$10:$BY$10,0)-2)","v":0},{"$f":"OFFSET('gl værdier abonn'!$AW$10,$CN31,BW$6+MATCH($CO31,'gl værdier abonn'!$AW$10:$BY$10,0)-2)","v":0},{"$f":"OFFSET('gl værdier abonn'!$AW$10,$CN31,BW$6+MATCH($CO31,'gl værdier abonn'!$AW$10:$BY$10,0)-2)","v":0},null,{"$f":"OFFSET('gl værdier abonn'!$DE$10,$CN31,CJ$6+MATCH($CO31,'gl værdier abonn'!$DE$10:$DN$10,0)-2)","v":0},{"$f":"OFFSET('gl værdier abonn'!$DE$10,$CN31,CK$6+MATCH($CO31,'gl værdier abonn'!$DE$10:$DN$10,0)-2)","v":0},null,1,22,"A høj","8.1 Transformerstationer",{"$f":"'gl værdier abonn'!B73","v":0}]
[{"$f":"A21","v":"5. ENERGISPAREINDSATS"},null,{"$f":"SUM(C22:C23)/C38","v":{"$error":"#VALUE!"}},{"$f":"SUM(D22:D23)/D38","v":{"$error":"#DIV/0!"}},{"$f":"SUM(E22:E23)/E38","v":{"$error":"#VALUE!"}},{"$error":"#DIV/0!"},{"$f":"SUM(G22:G23)/G38","v":{"$error":"#VALUE!"}},{"$f":"SUM(H22:H23)/H38","v":{"$error":"#DIV/0!"}},{"$error":"#VALUE!"},{"$error":"#DIV/0!"},null,{"$f":"SUM(L22:L23)/L38","v":{"$error":"#DIV/0!"}},{"$f":"SUM(M22:M23)/M38","v":{"$error":"#DIV/0!"}},{"$f":"SUM(N22:N23)/N38","v":{"$error":"#DIV/0!"}},{"$f":"SUM(O22:O23)/O38","v":{"$error":"#DIV/0!"}},{"$f":"SUM(P22:P23)/P38","v":{"$error":"#DIV/0!"}},{"$error":"#DIV/0!"},{"$error":"#DIV/0!"},{"$error":"#DIV/0!"},{"$error":"#DIV/0!"},null,null,{"$f":"W21","v":"5. ENERGISPAREINDSATS"},{"$f":"SUM(X22:X23)/X38","v":{"$error":"#VALUE!"}},{"$f":"SUM(Y22:Y23)/Y38","v":{"$error":"#DIV/0!"}},null,{"$f":"SUM(AA22:AA23)/AA38","v":{"$error":"#DIV/0!"}},{"$error":"#DIV/0!"},{"$error":"#DIV/0!"},{"$error":"#DIV/0!"},{"$error":"#DIV/0!"},{"$error":"#DIV/0!"},{"$error":"#DIV/0!"},{"$error":"#DIV/0!"},{"$error":"#DIV/0!"},{"$error":"#DIV/0!"},{"$f":"SUM(AK22:AK23)/AK38","v":{"$error":"#DIV/0!"}},{"$error":"#DIV/0!"},{"$f":"SUM(AM22:AM23)/AM38","v":{"$error":"#DIV/0!"}},{"$error":"#DIV/0!"},{"$error":"#DIV/0!"},{"$error":"#DIV/0!"},null,{"$f":"SUM(AR22:AR23)/AR38","v":{"$error":"#DIV/0!"}},{"$error":"#DIV/0!"},{"$f":"SUM(AT22:AT23)/AT38","v":{"$error":"#DIV/0!"}},{"$error":"#DIV/0!"},null,null,null,null,null,null,null,null,null,null,null,null,null,null,null,null,null,"8.2 Netaktiver, ekskl. transformerstationer og målere",{"$f":"OFFSET('gl værdier tarif'!$BQ$15,$CN67,BN$6+MATCH($CO67,'gl værdier tarif'!$BQ$15:$CK$15,0)-2)","v":0},{"$f":"OFFSET('gl værdier tarif'!$BQ$15,$CN67,BO$6+MATCH($CO67,'gl værdier tarif'!$BQ$15:$CK$15,0)-2)","v":0},{"$f":"OFFSET('gl værdier tarif'!$BQ$15,$CN67,BP$6+MATCH($CO67,'gl værdier tarif'!$BQ$15:$CK$15,0)-2)","v":0},{"$f":"OFFSET('gl værdier tarif'!$BQ$15,$CN67,BQ$6+MATCH($CO67,'gl værdier tarif'!$BQ$15:$CK$15,0)-2)","v":0},null,{"$f":"OFFSET('gl værdier abonn'!$S$10,$CN32,BS$6+MATCH($CO32,'gl værdier abonn'!$S$10:$AU$10,0)-2)","v":0},{"$f":"OFFSET('gl værdier abonn'!$S$10,$CN32,BT$6+MATCH($CO32,'gl værdier abonn'!$S$10:$AU$10,0)-2)","v":0},{"$f":"OFFSET('gl værdier abonn'!$S$10,$CN32,BU$6+MATCH($CO32,'gl værdier abonn'!$S$10:$AU$10,0)-2)","v":0},{"$f":"OFFSET('gl værdier abonn'!$S$10,$CN32,BV$6+MATCH($CO32,'gl værdier abonn'!$S$10:$AU$10,0)-2)","v":0},{"$f":"OFFSET('gl værdier abonn'!$S$10,$CN32,BW$6+MATCH($CO32,'gl værdier abonn'!$S$10:$AU$10,0)-2)","v":0},null,{"$f":"OFFSET('gl værdier tarif'!$AU$15,$CN67,COUNTA('gl værdier tarif'!$AU$16:AU$16)+MATCH($CO67,'gl værdier tarif'!$AU$15:$BO$15,0)-2)","v":0},null,{"$f":"OFFSET('gl værdier abonn'!$AW$10,$CN32,BS$6+MATCH($CO32,'gl værdier abonn'!$AW$10:$BY$10,0)-2)","v":0},{"$f":"OFFSET('gl værdier abonn'!$AW$10,$CN32,BT$6+MATCH($CO32,'gl værdier abonn'!$AW$10:$BY$10,0)-2)","v":0},{"$f":"OFFSET('gl værdier abonn'!$AW$10,$CN32,BU$6+MATCH($CO32,'gl værdier abonn'!$AW$10:$BY$10,0)-2)","v":0},{"$f":"OFFSET('gl værdier abonn'!$AW$10,$CN32,BU$6+MATCH($CO32,'gl værdier abonn'!$AW$10:$BY$10,0)-2)","v":0},{"$f":"OFFSET('gl værdier abonn'!$AW$10,$CN32,BV$6+MATCH($CO32,'gl værdier abonn'!$AW$10:$BY$10,0)-2)","v":0},{"$f":"OFFSET('gl værdier abonn'!$AW$10,$CN32,BV$6+MATCH($CO32,'gl værdier abonn'!$AW$10:$BY$10,0)-2)","v":0},{"$f":"OFFSET('gl værdier abonn'!$AW$10,$CN32,BW$6+MATCH($CO32,'gl værdier abonn'!$AW$10:$BY$10,0)-2)","v":0},{"$f":"OFFSET('gl værdier abonn'!$AW$10,$CN32,BW$6+MATCH($CO32,'gl værdier abonn'!$AW$10:$BY$10,0)-2)","v":0},null,{"$f":"OFFSET('gl værdier abonn'!$DE$10,$CN32,CJ$6+MATCH($CO32,'gl værdier abonn'!$DE$10:$DN$10,0)-2)","v":0},{"$f":"OFFSET('gl værdier abonn'!$DE$10,$CN32,CK$6+MATCH($CO32,'gl værdier abonn'!$DE$10:$DN$10,0)-2)","v":0},null,1,23,"A høj","8.2 Netaktiver, ekskl. transformerstationer og målere",{"$f":"'gl værdier abonn'!B74","v":0}]
[{"$f":"A24","v":"6. NETTAB"},null,{"$f":"SUM(C25:C26)/C38","v":{"$error":"#VALUE!"}},{"$f":"SUM(D25:D26)/D38","v":{"$error":"#DIV/0!"}},{"$f":"SUM(E25:E26)/E38","v":{"$error":"#VALUE!"}},{"$error":"#DIV/0!"},{"$f":"SUM(G25:G26)/G38","v":{"$error":"#VALUE!"}},{"$f":"SUM(H25:H26)/H38","v":{"$error":"#DIV/0!"}},{"$error":"#VALUE!"},{"$error":"#DIV/0!"},null,{"$f":"SUM(L25:L26)/L38","v":{"$error":"#DIV/0!"}},{"$f":"SUM(M25:M26)/M38","v":{"$error":"#DIV/0!"}},{"$f":"SUM(N25:N26)/N38","v":{"$error":"#DIV/0!"}},{"$f":"SUM(O25:O26)/O38","v":{"$error":"#DIV/0!"}},{"$f":"SUM(P25:P26)/P38","v":{"$error":"#DIV/0!"}},{"$error":"#DIV/0!"},{"$error":"#DIV/0!"},{"$error":"#DIV/0!"},{"$error":"#DIV/0!"},{"$error":"#DIV/0!"},null,{"$f":"W24","v":"6. NETTAB"},{"$f":"SUM(X25:X26)/X38","v":{"$error":"#VALUE!"}},{"$f":"SUM(Y25:Y26)/Y38","v":{"$error":"#DIV/0!"}},null,{"$f":"SUM(AA25:AA26)/AA38","v":{"$error":"#DIV/0!"}},{"$error":"#DIV/0!"},{"$error":"#DIV/0!"},{"$error":"#DIV/0!"},{"$error":"#DIV/0!"},{"$error":"#DIV/0!"},{"$error":"#DIV/0!"},{"$error":"#DIV/0!"},{"$error":"#DIV/0!"},{"$error":"#DIV/0!"},{"$f":"SUM(AK25:AK26)/AK38","v":{"$error":"#DIV/0!"}},{"$error":"#DIV/0!"},{"$f":"SUM(AM25:AM26)/AM38","v":{"$error":"#DIV/0!"}},{"$error":"#DIV/0!"},{"$error":"#DIV/0!"},{"$error":"#DIV/0!"},null,{"$f":"SUM(AR25:AR26)/AR38","v":{"$error":"#DIV/0!"}},{"$error":"#DIV/0!"},{"$f":"SUM(AT25:AT26)/AT38","v":{"$error":"#DIV/0!"}},{"$error":"#DIV/0!"},null,null,null,null,null,null,null,null,null,null,null,null,null,null,null,null,null,"8.3 Målere",{"$f":"OFFSET('gl værdier tarif'!$BQ$15,$CN68,BN$6+MATCH($CO68,'gl værdier tarif'!$BQ$15:$CK$15,0)-2)","v":0},{"$f":"OFFSET('gl værdier tarif'!$BQ$15,$CN68,BO$6+MATCH($CO68,'gl værdier tarif'!$BQ$15:$CK$15,0)-2)","v":0},{"$f":"OFFSET('gl værdier tarif'!$BQ$15,$CN68,BP$6+MATCH($CO68,'gl værdier tarif'!$BQ$15:$CK$15,0)-2)","v":0},{"$f":"OFFSET('gl værdier tarif'!$BQ$15,$CN68,BQ$6+MATCH($CO68,'gl værdier tarif'!$BQ$15:$CK$15,0)-2)","v":0},null,{"$f":"OFFSET('gl værdier abonn'!$S$10,$CN33,BS$6+MATCH($CO33,'gl værdier abonn'!$S$10:$AU$10,0)-2)","v":0},{"$f":"OFFSET('gl værdier abonn'!$S$10,$CN33,BT$6+MATCH($CO33,'gl værdier abonn'!$S$10:$AU$10,0)-2)","v":0},{"$f":"OFFSET('gl værdier abonn'!$S$10,$CN33,BU$6+MATCH($CO33,'gl værdier abonn'!$S$10:$AU$10,0)-2)","v":0},{"$f":"OFFSET('gl værdier abonn'!$S$10,$CN33,BV$6+MATCH($CO33,'gl værdier abonn'!$S$10:$AU$10,0)-2)","v":0},{"$f":"OFFSET('gl værdier abonn'!$S$10,$CN33,BW$6+MATCH($CO33,'gl værdier abonn'!$S$10:$AU$10,0)-2)","v":0},null,{"$f":"OFFSET('gl værdier tarif'!$AU$15,$CN68,COUNTA('gl værdier tarif'!$AU$16:AU$16)+MATCH($CO68,'gl værdier tarif'!$AU$15:$BO$15,0)-2)","v":0},null,{"$f":"OFFSET('gl værdier abonn'!$AW$10,$CN33,BS$6+MATCH($CO33,'gl værdier abonn'!$AW$10:$BY$10,0)-2)","v":0},{"$f":"OFFSET('gl værdier abonn'!$AW$10,$CN33,BT$6+MATCH($CO33,'gl værdier abonn'!$AW$10:$BY$10,0)-2)","v":0},{"$f":"OFFSET('gl værdier abonn'!$AW$10,$CN33,BU$6+MATCH($CO33,'gl værdier abonn'!$AW$10:$BY$10,0)-2)","v":0},{"$f":"OFFSET('gl værdier abonn'!$AW$10,$CN33,BU$6+MATCH($CO33,'gl værdier abonn'!$AW$10:$BY$10,0)-2)","v":0},{"$f":"OFFSET('gl værdier abonn'!$AW$10,$CN33,BV$6+MATCH($CO33,'gl værdier abonn'!$AW$10:$BY$10,0)-2)","v":0},{"$f":"OFFSET('gl værdier abonn'!$AW$10,$CN33,BV$6+MATCH($CO33,'gl værdier abonn'!$AW$10:$BY$10,0)-2)","v":0},{"$f":"OFFSET('gl værdier abonn'!$AW$10,$CN33,BW$6+MATCH($CO33,'gl værdier abonn'!$AW$10:$BY$10,0)-2)","v":0},{"$f":"OFFSET('gl værdier abonn'!$AW$10,$CN33,BW$6+MATCH($CO33,'gl værdier abonn'!$AW$10:$BY$10,0)-2)","v":0},null,{"$f":"OFFSET('gl værdier abonn'!$DE$10,$CN33,CJ$6+MATCH($CO33,'gl værdier abonn'!$DE$10:$DN$10,0)-2)","v":0},{"$f":"OFFSET('gl værdier abonn'!$DE$10,$CN33,CK$6+MATCH($CO33,'gl værdier abonn'!$DE$10:$DN$10,0)-2)","v":0},null,1,24,"A høj","8.3 Målere",{"$f":"'gl værdier abonn'!B75","v":0}]
[{"$f":"A27","v":"7. ØVRIGE OMKOSTNINGER"},null,{"$f":"SUM(C28)/C38","v":{"$error":"#VALUE!"}},{"$f":"SUM(D28)/D38","v":{"$error":"#DIV/0!"}},{"$f":"SUM(E28)/E38","v":{"$error":"#VALUE!"}},{"$error":"#DIV/0!"},{"$f":"SUM(G28)/G38","v":{"$error":"#VALUE!"}},{"$f":"SUM(H28)/H38","v":{"$error":"#DIV/0!"}},{"$error":"#VALUE!"},{"$error":"#DIV/0!"},null,{"$f":"SUM(L28)/L38","v":{"$error":"#DIV/0!"}},{"$f":"SUM(M28)/M38","v":{"$error":"#DIV/0!"}},{"$f":"SUM(N28)/N38","v":{"$error":"#DIV/0!"}},{"$f":"SUM(O28)/O38","v":{"$error":"#DIV/0!"}},{"$f":"SUM(P28)/P38","v":{"$error":"#DIV/0!"}},{"$error":"#DIV/0!"},{"$error":"#DIV/0!"},{"$error":"#DIV/0!"},{"$error":"#DIV/0!"},{"$error":"#DIV/0!"},null,{"$f":"W27","v":"7. ØVRIGE OMKOSTNINGER"},{"$f":"SUM(X28)/X38","v":{"$error":"#VALUE!"}},{"$f":"SUM(Y28)/Y38","v":{"$error":"#DIV/0!"}},null,{"$f":"SUM(AA28)/AA38","v":{"$error":"#DIV/0!"}},{"$error":"#DIV/0!"},{"$error":"#DIV/0!"},{"$error":"#DIV/0!"},{"$error":"#DIV/0!"},{"$error":"#DIV/0!"},{"$error":"#DIV/0!"},{"$error":"#DIV/0!"},{"$error":"#DIV/0!"},{"$error":"#DIV/0!"},{"$f":"SUM(AK28)/AK38","v":{"$error":"#DIV/0!"}},{"$error":"#DIV/0!"},{"$f":"SUM(AM28)/AM38","v":{"$error":"#DIV/0!"}},{"$error":"#DIV/0!"},{"$error":"#DIV/0!"},{"$error":"#DIV/0!"},null,{"$f":"SUM(AR28)/AR38","v":{"$error":"#DIV/0!"}},{"$error":"#DIV/0!"},{"$f":"SUM(AT28)/AT38","v":{"$error":"#DIV/0!"}},{"$error":"#DIV/0!"},null,null,null,null,null,null,null,null,null,null,null,null,null,null,null,null,null,"8.4 Øvrige anlægsaktiver",{"$f":"OFFSET('gl værdier tarif'!$BQ$15,$CN69,BN$6+MATCH($CO69,'gl værdier tarif'!$BQ$15:$CK$15,0)-2)","v":0},{"$f":"OFFSET('gl værdier tarif'!$BQ$15,$CN69,BO$6+MATCH($CO69,'gl værdier tarif'!$BQ$15:$CK$15,0)-2)","v":0},{"$f":"OFFSET('gl værdier tarif'!$BQ$15,$CN69,BP$6+MATCH($CO69,'gl værdier tarif'!$BQ$15:$CK$15,0)-2)","v":0},{"$f":"OFFSET('gl værdier tarif'!$BQ$15,$CN69,BQ$6+MATCH($CO69,'gl værdier tarif'!$BQ$15:$CK$15,0)-2)","v":0},null,{"$f":"OFFSET('gl værdier abonn'!$S$10,$CN34,BS$6+MATCH($CO34,'gl værdier abonn'!$S$10:$AU$10,0)-2)","v":0},{"$f":"OFFSET('gl værdier abonn'!$S$10,$CN34,BT$6+MATCH($CO34,'gl værdier abonn'!$S$10:$AU$10,0)-2)","v":0},{"$f":"OFFSET('gl værdier abonn'!$S$10,$CN34,BU$6+MATCH($CO34,'gl værdier abonn'!$S$10:$AU$10,0)-2)","v":0},{"$f":"OFFSET('gl værdier abonn'!$S$10,$CN34,BV$6+MATCH($CO34,'gl værdier abonn'!$S$10:$AU$10,0)-2)","v":0},{"$f":"OFFSET('gl værdier abonn'!$S$10,$CN34,BW$6+MATCH($CO34,'gl værdier abonn'!$S$10:$AU$10,0)-2)","v":0},null,{"$f":"OFFSET('gl værdier tarif'!$AU$15,$CN69,COUNTA('gl værdier tarif'!$AU$16:AU$16)+MATCH($CO69,'gl værdier tarif'!$AU$15:$BO$15,0)-2)","v":0},null,{"$f":"OFFSET('gl værdier abonn'!$AW$10,$CN34,BS$6+MATCH($CO34,'gl værdier abonn'!$AW$10:$BY$10,0)-2)","v":0},{"$f":"OFFSET('gl værdier abonn'!$AW$10,$CN34,BT$6+MATCH($CO34,'gl værdier abonn'!$AW$10:$BY$10,0)-2)","v":0},{"$f":"OFFSET('gl værdier abonn'!$AW$10,$CN34,BU$6+MATCH($CO34,'gl værdier abonn'!$AW$10:$BY$10,0)-2)","v":0},{"$f":"OFFSET('gl værdier abonn'!$AW$10,$CN34,BU$6+MATCH($CO34,'gl værdier abonn'!$AW$10:$BY$10,0)-2)","v":0},{"$f":"OFFSET('gl værdier abonn'!$AW$10,$CN34,BV$6+MATCH($CO34,'gl værdier abonn'!$AW$10:$BY$10,0)-2)","v":0},{"$f":"OFFSET('gl værdier abonn'!$AW$10,$CN34,BV$6+MATCH($CO34,'gl værdier abonn'!$AW$10:$BY$10,0)-2)","v":0},{"$f":"OFFSET('gl værdier abonn'!$AW$10,$CN34,BW$6+MATCH($CO34,'gl værdier abonn'!$AW$10:$BY$10,0)-2)","v":0},{"$f":"OFFSET('gl værdier abonn'!$AW$10,$CN34,BW$6+MATCH($CO34,'gl værdier abonn'!$AW$10:$BY$10,0)-2)","v":0},null,{"$f":"OFFSET('gl værdier abonn'!$DE$10,$CN34,CJ$6+MATCH($CO34,'gl værdier abonn'!$DE$10:$DN$10,0)-2)","v":0},{"$f":"OFFSET('gl værdier abonn'!$DE$10,$CN34,CK$6+MATCH($CO34,'gl værdier abonn'!$DE$10:$DN$10,0)-2)","v":0},null,1,25,"A høj","8.4 Øvrige anlægsaktiver",{"$f":"'gl værdier abonn'!B76","v":0}]
[{"$f":"A29","v":"8. AFSKRIVNINGER"},null,{"$f":"SUM(C30:C33)/C38","v":{"$error":"#VALUE!"}},{"$f":"SUM(D30:D33)/D38","v":{"$error":"#DIV/0!"}},{"$f":"SUM(E30:E33)/E38","v":{"$error":"#VALUE!"}},{"$error":"#DIV/0!"},{"$f":"SUM(G30:G33)/G38","v":{"$error":"#VALUE!"}},{"$f":"SUM(H30:H33)/H38","v":{"$error":"#DIV/0!"}},{"$error":"#VALUE!"},{"$error":"#DIV/0!"},null,{"$f":"SUM(L30:L33)/L38","v":{"$error":"#DIV/0!"}},{"$f":"SUM(M30:M33)/M38","v":{"$error":"#DIV/0!"}},{"$f":"SUM(N30:N33)/N38","v":{"$error":"#DIV/0!"}},{"$f":"SUM(O30:O33)/O38","v":{"$error":"#DIV/0!"}},{"$f":"SUM(P30:P33)/P38","v":{"$error":"#DIV/0!"}},{"$error":"#DIV/0!"},{"$error":"#DIV/0!"},{"$error":"#DIV/0!"},{"$error":"#DIV/0!"},{"$error":"#DIV/0!"},null,{"$f":"W29","v":"8. AFSKRIVNINGER"},{"$f":"SUM(X30:X33)/X38","v":{"$error":"#VALUE!"}},{"$f":"SUM(Y30:Y33)/Y38","v":{"$error":"#DIV/0!"}},null,{"$f":"SUM(AA30:AA33)/AA38","v":{"$error":"#DIV/0!"}},{"$error":"#DIV/0!"},{"$error":"#DIV/0!"},{"$error":"#DIV/0!"},{"$error":"#DIV/0!"},{"$error":"#DIV/0!"},{"$error":"#DIV/0!"},{"$error":"#DIV/0!"},{"$error":"#DIV/0!"},{"$error":"#DIV/0!"},{"$f":"SUM(AK30:AK33)/AK38","v":{"$error":"#DIV/0!"}},{"$error":"#DIV/0!"},{"$f":"SUM(AM30:AM33)/AM38","v":{"$error":"#DIV/0!"}},{"$error":"#DIV/0!"},{"$error":"#DIV/0!"},{"$error":"#DIV/0!"},null,{"$f":"SUM(AR30:AR33)/AR38","v":{"$error":"#DIV/0!"}},{"$error":"#DIV/0!"},{"$f":"SUM(AT30:AT33)/AT38","v":{"$error":"#DIV/0!"}},{"$error":"#DIV/0!"},null,null,null,null,null,null,null,null,null,null,null,null,null,null,null,null,null,"Omkostninger, total",{"$f":"OFFSET('gl værdier tarif'!$BQ$15,$CN70,BN$6+MATCH($CO70,'gl værdier tarif'!$BQ$15:$CK$15,0)-2)","v":0},{"$f":"OFFSET('gl værdier tarif'!$BQ$15,$CN70,BO$6+MATCH($CO70,'gl værdier tarif'!$BQ$15:$CK$15,0)-2)","v":0},{"$f":"OFFSET('gl værdier tarif'!$BQ$15,$CN70,BP$6+MATCH($CO70,'gl værdier tarif'!$BQ$15:$CK$15,0)-2)","v":0},{"$f":"OFFSET('gl værdier tarif'!$BQ$15,$CN70,BQ$6+MATCH($CO70,'gl værdier tarif'!$BQ$15:$CK$15,0)-2)","v":0},null,{"$f":"OFFSET('gl værdier abonn'!$S$10,$CN38,BS$6+MATCH($CO38,'gl værdier abonn'!$S$10:$AU$10,0)-2)","v":0},{"$f":"OFFSET('gl værdier abonn'!$S$10,$CN38,BT$6+MATCH($CO38,'gl værdier abonn'!$S$10:$AU$10,0)-2)","v":0},{"$f":"OFFSET('gl værdier abonn'!$S$10,$CN38,BU$6+MATCH($CO38,'gl værdier abonn'!$S$10:$AU$10,0)-2)","v":0},{"$f":"OFFSET('gl værdier abonn'!$S$10,$CN38,BV$6+MATCH($CO38,'gl værdier abonn'!$S$10:$AU$10,0)-2)","v":0},{"$f":"OFFSET('gl værdier abonn'!$S$10,$CN38,BW$6+MATCH($CO38,'gl værdier abonn'!$S$10:$AU$10,0)-2)","v":0},null,{"$f":"OFFSET('gl værdier tarif'!$AU$15,$CN70,COUNTA('gl værdier tarif'!$AU$16:AU$16)+MATCH($CO70,'gl værdier tarif'!$AU$15:$BO$15,0)-2)","v":0},null,{"$f":"OFFSET('gl værdier abonn'!$AW$10,$CN38,BS$6+MATCH($CO38,'gl værdier abonn'!$AW$10:$BY$10,0)-2)","v":0},{"$f":"OFFSET('gl værdier abonn'!$AW$10,$CN38,BT$6+MATCH($CO38,'gl værdier abonn'!$AW$10:$BY$10,0)-2)","v":0},{"$f":"OFFSET('gl værdier abonn'!$AW$10,$CN38,BU$6+MATCH($CO38,'gl værdier abonn'!$AW$10:$BY$10,0)-2)","v":0},{"$f":"OFFSET('gl værdier abonn'!$AW$10,$CN38,BU$6+MATCH($CO38,'gl værdier abonn'!$AW$10:$BY$10,0)-2)","v":0},{"$f":"OFFSET('gl værdier abonn'!$AW$10,$CN38,BV$6+MATCH($CO38,'gl værdier abonn'!$AW$10:$BY$10,0)-2)","v":0},{"$f":"OFFSET('gl værdier abonn'!$AW$10,$CN38,BV$6+MATCH($CO38,'gl værdier abonn'!$AW$10:$BY$10,0)-2)","v":0},{"$f":"OFFSET('gl værdier abonn'!$AW$10,$CN38,BW$6+MATCH($CO38,'gl værdier abonn'!$AW$10:$BY$10,0)-2)","v":0},{"$f":"OFFSET('gl værdier abonn'!$AW$10,$CN38,BW$6+MATCH($CO38,'gl værdier abonn'!$AW$10:$BY$10,0)-2)","v":0},null,{"$f":"OFFSET('gl værdier abonn'!$DE$10,$CN35,CJ$6+MATCH($CO35,'gl værdier abonn'!$DE$10:$DN$10,0)-2)","v":0},{"$f":"OFFSET('gl værdier abonn'!$DE$10,$CN35,CK$6+MATCH($CO35,'gl værdier abonn'!$DE$10:$DN$10,0)-2)","v":0},null,1,26,"A høj","Omkostninger, total",{"$f":"'gl værdier abonn'!B77","v":0}]
[{"$f":"A34","v":"Omkostninger, total"},null,{"$f":"C34/C38","v":{"$error":"#VALUE!"}},{"$f":"D34/D38","v":{"$error":"#DIV/0!"}},{"$f":"E34/E38","v":{"$error":"#VALUE!"}},{"$error":"#DIV/0!"},{"$f":"G34/G38","v":{"$error":"#VALUE!"}},{"$f":"H34/H38","v":{"$error":"#DIV/0!"}},{"$error":"#VALUE!"},{"$error":"#DIV/0!"},null,{"$f":"L34/L38","v":{"$error":"#DIV/0!"}},{"$f":"M34/M38","v":{"$error":"#DIV/0!"}},{"$f":"N34/N38","v":{"$error":"#DIV/0!"}},{"$f":"O34/O38","v":{"$error":"#DIV/0!"}},{"$f":"P34/P38","v":{"$error":"#DIV/0!"}},{"$error":"#DIV/0!"},{"$error":"#DIV/0!"},{"$error":"#DIV/0!"},{"$error":"#DIV/0!"},null,null,{"$f":"W34","v":"Omkostninger, total"},{"$f":"X34/X38","v":{"$error":"#VALUE!"}},{"$f":"Y34/Y38","v":{"$error":"#DIV/0!"}},null,{"$f":"AA34/AA38","v":{"$error":"#DIV/0!"}},{"$error":"#DIV/0!"},{"$error":"#DIV/0!"},{"$error":"#DIV/0!"},{"$error":"#DIV/0!"},{"$error":"#DIV/0!"},{"$error":"#DIV/0!"},{"$error":"#DIV/0!"},{"$error":"#DIV/0!"},{"$error":"#DIV/0!"},{"$f":"AK34/AK38","v":{"$error":"#DIV/0!"}},{"$error":"#DIV/0!"},{"$f":"AM34/AM38","v":{"$error":"#DIV/0!"}},{"$error":"#DIV/0!"},{"$error":"#DIV/0!"},{"$error":"#DIV/0!"},null,{"$f":"AR34/AR38","v":{"$error":"#DIV/0!"}},{"$error":"#DIV/0!"},{"$f":"AT34/AT38","v":{"$error":"#DIV/0!"}},{"$error":"#DIV/0!"},null,null,null,null,null,null,null,null,null,null,null,null,null,null,null,null,null,"Forrentning af kapital",{"$f":"OFFSET('gl værdier tarif'!$BQ$15,$CN71,BN$6+MATCH($CO71,'gl værdier tarif'!$BQ$15:$CK$15,0)-2)","v":0},{"$f":"OFFSET('gl værdier tarif'!$BQ$15,$CN71,BO$6+MATCH($CO71,'gl værdier tarif'!$BQ$15:$CK$15,0)-2)","v":0},{"$f":"OFFSET('gl værdier tarif'!$BQ$15,$CN71,BP$6+MATCH($CO71,'gl værdier tarif'!$BQ$15:$CK$15,0)-2)","v":0},{"$f":"OFFSET('gl værdier tarif'!$BQ$15,$CN71,BQ$6+MATCH($CO71,'gl værdier tarif'!$BQ$15:$CK$15,0)-2)","v":0},null,null,null,null,null,null,null,{"$f":"OFFSET('gl værdier tarif'!$AU$15,$CN71,COUNTA('gl værdier tarif'!$AU$16:AU$16)+MATCH($CO71,'gl værdier tarif'!$AU$15:$BO$15,0)-2)","v":0},null,null,null,null,null,null,null,null,null,null,null,null,null,1,27,"A høj","Forrentning af kapital",{"$f":"'gl værdier abonn'!B78","v":0}]
[{"$f":"A35","v":"Forrentning af kapital"},null,{"$f":"C35/C38","v":{"$error":"#VALUE!"}},{"$f":"D35/D38","v":{"$error":"#DIV/0!"}},{"$f":"E35/E38","v":{"$error":"#VALUE!"}},{"$error":"#DIV/0!"},{"$f":"G35/G38","v":{"$error":"#VALUE!"}},{"$f":"H35/H38","v":{"$error":"#DIV/0!"}},{"$error":"#VALUE!"},{"$error":"#DIV/0!"},null,{"$f":"L35/L38","v":{"$error":"#DIV/0!"}},{"$f":"M35/M38","v":{"$error":"#DIV/0!"}},{"$f":"N35/N38","v":{"$error":"#DIV/0!"}},{"$f":"O35/O38","v":{"$error":"#DIV/0!"}},{"$f":"P35/P38","v":{"$error":"#DIV/0!"}},{"$error":"#DIV/0!"},{"$error":"#DIV/0!"},{"$error":"#DIV/0!"},{"$error":"#DIV/0!"},{"$error":"#DIV/0!"},null,{"$f":"W35","v":"Forrentning af kapital"},{"$f":"X35/X38","v":{"$error":"#VALUE!"}},{"$f":"Y35/Y38","v":{"$error":"#DIV/0!"}},null,{"$f":"AA35/AA38","v":{"$error":"#DIV/0!"}},{"$error":"#DIV/0!"},{"$error":"#DIV/0!"},{"$error":"#DIV/0!"},{"$error":"#DIV/0!"},{"$error":"#DIV/0!"},{"$error":"#DIV/0!"},{"$error":"#DIV/0!"},{"$error":"#DIV/0!"},{"$error":"#DIV/0!"},{"$f":"AK35/AK38","v":{"$error":"#DIV/0!"}},{"$error":"#DIV/0!"},{"$f":"AM35/AM38","v":{"$error":"#DIV/0!"}},{"$error":"#DIV/0!"},{"$error":"#DIV/0!"},{"$error":"#DIV/0!"},null,{"$f":"AR35/AR38","v":{"$error":"#DIV/0!"}},{"$error":"#DIV/0!"},{"$f":"AT35/AT38","v":{"$error":"#DIV/0!"}},{"$error":"#DIV/0!"},null,null,null,null,null,null,null,null,null,null,null,null,null,null,null,null,null,"Tillæg for fremtidige inv./fradrag for sparede reinv.",{"$f":"OFFSET('gl værdier tarif'!$BQ$15,$CN72,BN$6+MATCH($CO72,'gl værdier tarif'!$BQ$15:$CK$15,0)-2)","v":0},{"$f":"OFFSET('gl værdier tarif'!$BQ$15,$CN72,BO$6+MATCH($CO72,'gl værdier tarif'!$BQ$15:$CK$15,0)-2)","v":0},{"$f":"OFFSET('gl værdier tarif'!$BQ$15,$CN72,BP$6+MATCH($CO72,'gl værdier tarif'!$BQ$15:$CK$15,0)-2)","v":0},{"$f":"OFFSET('gl værdier tarif'!$BQ$15,$CN72,BQ$6+MATCH($CO72,'gl værdier tarif'!$BQ$15:$CK$15,0)-2)","v":0},null,null,null,null,null,null,null,{"$f":"OFFSET('gl værdier tarif'!$AU$15,$CN72,COUNTA('gl værdier tarif'!$AU$16:AU$16)+MATCH($CO72,'gl værdier tarif'!$AU$15:$BO$15,0)-2)","v":0},null,null,null,null,null,null,null,null,null,null,null,null,null,1,28,"A høj","Tillæg for fremtidige inv./fradrag for sparede reinv.",{"$f":"'gl værdier abonn'!B79","v":0}]
[{"$f":"A36","v":"Tillæg for fremtidige inv./fradrag for sparede reinv."},null,{"$f":"C36/C38","v":{"$error":"#VALUE!"}},{"$f":"D36/D38","v":{"$error":"#DIV/0!"}},{"$f":"E36/E38","v":{"$error":"#VALUE!"}},{"$error":"#DIV/0!"},{"$f":"G36/G38","v":{"$error":"#VALUE!"}},{"$f":"H36/H38","v":{"$error":"#DIV/0!"}},{"$error":"#VALUE!"},{"$error":"#DIV/0!"},null,{"$f":"L36/L38","v":{"$error":"#DIV/0!"}},{"$f":"M36/M38","v":{"$error":"#DIV/0!"}},{"$f":"N36/N38","v":{"$error":"#DIV/0!"}},{"$f":"O36/O38","v":{"$error":"#DIV/0!"}},{"$f":"P36/P38","v":{"$error":"#DIV/0!"}},{"$error":"#DIV/0!"},{"$error":"#DIV/0!"},{"$error":"#DIV/0!"},{"$error":"#DIV/0!"},{"$error":"#DIV/0!"},null,{"$f":"W36","v":"Tillæg for fremtidige inv./fradrag for sparede reinv."},{"$f":"X36/X38","v":{"$error":"#VALUE!"}},{"$f":"Y36/Y38","v":{"$error":"#DIV/0!"}},null,{"$f":"AA36/AA38","v":{"$error":"#DIV/0!"}},{"$error":"#DIV/0!"},{"$error":"#DIV/0!"},{"$error":"#DIV/0!"},{"$error":"#DIV/0!"},{"$error":"#DIV/0!"},{"$error":"#DIV/0!"},{"$error":"#DIV/0!"},{"$error":"#DIV/0!"},{"$error":"#DIV/0!"},{"$f":"AK36/AK38","v":{"$error":"#DIV/0!"}},{"$error":"#DIV/0!"},{"$f":"AM36/AM38","v":{"$error":"#DIV/0!"}},{"$error":"#DIV/0!"},{"$error":"#DIV/0!"},{"$error":"#DIV/0!"},null,{"$f":"AR36/AR38","v":{"$error":"#DIV/0!"}},{"$error":"#DIV/0!"},{"$f":"AT36/AT38","v":{"$error":"#DIV/0!"}},{"$error":"#DIV/0!"},null,null,null,null,null,null,null,null,null,null,null,null,null,null,null,null,null,"Justering af tarif sfa. afrundning af abonnement",{"$f":"OFFSET('gl værdier tarif'!$BQ$15,$CN73,BN$6+MATCH($CO73,'gl værdier tarif'!$BQ$15:$CK$15,0)-2)","v":0},{"$f":"OFFSET('gl værdier tarif'!$BQ$15,$CN73,BO$6+MATCH($CO73,'gl værdier tarif'!$BQ$15:$CK$15,0)-2)","v":0},{"$f":"OFFSET('gl værdier tarif'!$BQ$15,$CN73,BP$6+MATCH($CO73,'gl værdier tarif'!$BQ$15:$CK$15,0)-2)","v":0},{"$f":"OFFSET('gl værdier tarif'!$BQ$15,$CN73,BQ$6+MATCH($CO73,'gl værdier tarif'!$BQ$15:$CK$15,0)-2)","v":0},null,{"$f":"OFFSET('gl værdier abonn'!$S$10,$CN40,BS$6+MATCH($CO40,'gl værdier abonn'!$S$10:$AU$10,0)-2)","v":0},{"$f":"OFFSET('gl værdier abonn'!$S$10,$CN40,BT$6+MATCH($CO40,'gl værdier abonn'!$S$10:$AU$10,0)-2)","v":0},{"$f":"OFFSET('gl værdier abonn'!$S$10,$CN40,BU$6+MATCH($CO40,'gl værdier abonn'!$S$10:$AU$10,0)-2)","v":0},{"$f":"OFFSET('gl værdier abonn'!$S$10,$CN40,BV$6+MATCH($CO40,'gl værdier abonn'!$S$10:$AU$10,0)-2)","v":0},{"$f":"OFFSET('gl værdier abonn'!$S$10,$CN40,BW$6+MATCH($CO40,'gl værdier abonn'!$S$10:$AU$10,0)-2)","v":0},null,{"$f":"OFFSET('gl værdier tarif'!$AU$15,$CN73,COUNTA('gl værdier tarif'!$AU$16:AU$16)+MATCH($CO73,'gl værdier tarif'!$AU$15:$BO$15,0)-2)","v":0},null,{"$f":"OFFSET('gl værdier abonn'!$AW$10,$CN40,BS$6+MATCH($CO40,'gl værdier abonn'!$AW$10:$BY$10,0)-2)","v":0},{"$f":"OFFSET('gl værdier abonn'!$AW$10,$CN40,BT$6+MATCH($CO40,'gl værdier abonn'!$AW$10:$BY$10,0)-2)","v":0},{"$f":"OFFSET('gl værdier abonn'!$AW$10,$CN40,BU$6+MATCH($CO40,'gl værdier abonn'!$AW$10:$BY$10,0)-2)","v":0},{"$f":"OFFSET('gl værdier abonn'!$AW$10,$CN40,BU$6+MATCH($CO40,'gl værdier abonn'!$AW$10:$BY$10,0)-2)","v":0},{"$f":"OFFSET('gl værdier abonn'!$AW$10,$CN40,BV$6+MATCH($CO40,'gl værdier abonn'!$AW$10:$BY$10,0)-2)","v":0},{"$f":"OFFSET('gl værdier abonn'!$AW$10,$CN40,BV$6+MATCH($CO40,'gl værdier abonn'!$AW$10:$BY$10,0)-2)","v":0},{"$f":"OFFSET('gl værdier abonn'!$AW$10,$CN40,BW$6+MATCH($CO40,'gl værdier abonn'!$AW$10:$BY$10,0)-2)","v":0},{"$f":"OFFSET('gl værdier abonn'!$AW$10,$CN40,BW$6+MATCH($CO40,'gl værdier abonn'!$AW$10:$BY$10,0)-2)","v":0},null,{"$f":"OFFSET('gl værdier abonn'!$DE$10,$CN40,CJ$6+MATCH($CO40,'gl værdier abonn'!$DE$10:$DN$10,0)-2)","v":0},{"$f":"OFFSET('gl værdier abonn'!$DE$10,$CN40,CK$6+MATCH($CO40,'gl værdier abonn'!$DE$10:$DN$10,0)-2)","v":0},null,1,29,"A høj","Justering af tarif sfa. afrundning af abonnement",{"$f":"'gl værdier abonn'!B80","v":0}]
[{"$f":"A37","v":"Justering sfa. afrundning af abonnement"},null,{"$f":"C37/C38","v":{"$error":"#VALUE!"}},{"$f":"D37/D38","v":{"$error":"#DIV/0!"}},{"$f":"E37/E38","v":{"$error":"#VALUE!"}},{"$error":"#DIV/0!"},{"$f":"G37/G38","v":{"$error":"#VALUE!"}},{"$f":"H37/H38","v":{"$error":"#DIV/0!"}},{"$error":"#VALUE!"},{"$error":"#DIV/0!"},null,{"$f":"L37/L38","v":{"$error":"#DIV/0!"}},{"$f":"M37/M38","v":{"$error":"#DIV/0!"}},{"$f":"N37/N38","v":{"$error":"#DIV/0!"}},{"$f":"O37/O38","v":{"$error":"#DIV/0!"}},{"$f":"P37/P38","v":{"$error":"#DIV/0!"}},{"$error":"#DIV/0!"},{"$error":"#DIV/0!"},{"$error":"#DIV/0!"},{"$error":"#DIV/0!"},{"$error":"#DIV/0!"},null,{"$f":"W37","v":"Justering sfa. afrundning af abonnement"},{"$f":"X37/X38","v":{"$error":"#VALUE!"}},{"$f":"Y37/Y38","v":{"$error":"#DIV/0!"}},null,{"$f":"AA37/AA38","v":{"$error":"#DIV/0!"}},{"$error":"#DIV/0!"},{"$error":"#DIV/0!"},{"$error":"#DIV/0!"},{"$error":"#DIV/0!"},{"$error":"#DIV/0!"},{"$error":"#DIV/0!"},{"$error":"#DIV/0!"},{"$error":"#DIV/0!"},{"$error":"#DIV/0!"},{"$f":"AK37/AK38","v":{"$error":"#DIV/0!"}},{"$error":"#DIV/0!"},{"$f":"AM37/AM38","v":{"$error":"#DIV/0!"}},{"$error":"#DIV/0!"},{"$error":"#DIV/0!"},{"$error":"#DIV/0!"},null,{"$f":"AR37/AR38","v":{"$error":"#DIV/0!"}},{"$error":"#DIV/0!"},{"$f":"AT37/AT38","v":{"$error":"#DIV/0!"}},{"$error":"#DIV/0!"},null,null,null,null,null,null,null,null,null,null,null,null,null,null,null,null,null,"Samlet tarif-betaling",{"$f":"OFFSET('gl værdier tarif'!$BQ$15,$CN74,BN$6+MATCH($CO74,'gl værdier tarif'!$BQ$15:$CK$15,0)-2)","v":0},{"$f":"OFFSET('gl værdier tarif'!$BQ$15,$CN74,BO$6+MATCH($CO74,'gl værdier tarif'!$BQ$15:$CK$15,0)-2)","v":0},{"$f":"OFFSET('gl værdier tarif'!$BQ$15,$CN74,BP$6+MATCH($CO74,'gl værdier tarif'!$BQ$15:$CK$15,0)-2)","v":0},{"$f":"OFFSET('gl værdier tarif'!$BQ$15,$CN74,BQ$6+MATCH($CO74,'gl værdier tarif'!$BQ$15:$CK$15,0)-2)","v":0},null,{"$f":"OFFSET('gl værdier abonn'!$S$10,$CN39,BS$6+MATCH($CO39,'gl værdier abonn'!$S$10:$AU$10,0)-2)","v":0},{"$f":"OFFSET('gl værdier abonn'!$S$10,$CN39,BT$6+MATCH($CO39,'gl værdier abonn'!$S$10:$AU$10,0)-2)","v":0},{"$f":"OFFSET('gl værdier abonn'!$S$10,$CN39,BU$6+MATCH($CO39,'gl værdier abonn'!$S$10:$AU$10,0)-2)","v":0},{"$f":"OFFSET('gl værdier abonn'!$S$10,$CN39,BV$6+MATCH($CO39,'gl værdier abonn'!$S$10:$AU$10,0)-2)","v":0},{"$f":"OFFSET('gl værdier abonn'!$S$10,$CN39,BW$6+MATCH($CO39,'gl værdier abonn'!$S$10:$AU$10,0)-2)","v":0},null,{"$f":"OFFSET('gl værdier tarif'!$AU$15,$CN74,COUNTA('gl værdier tarif'!$AU$16:AU$16)+MATCH($CO74,'gl værdier tarif'!$AU$15:$BO$15,0)-2)","v":0},null,{"$f":"OFFSET('gl værdier abonn'!$AW$10,$CN39,BS$6+MATCH($CO39,'gl værdier abonn'!$AW$10:$BY$10,0)-2)","v":0},{"$f":"OFFSET('gl værdier abonn'!$AW$10,$CN39,BT$6+MATCH($CO39,'gl værdier abonn'!$AW$10:$BY$10,0)-2)","v":0},{"$f":"OFFSET('gl værdier abonn'!$AW$10,$CN39,BU$6+MATCH($CO39,'gl værdier abonn'!$AW$10:$BY$10,0)-2)","v":0},{"$f":"OFFSET('gl værdier abonn'!$AW$10,$CN39,BU$6+MATCH($CO39,'gl værdier abonn'!$AW$10:$BY$10,0)-2)","v":0},{"$f":"OFFSET('gl værdier abonn'!$AW$10,$CN39,BV$6+MATCH($CO39,'gl værdier abonn'!$AW$10:$BY$10,0)-2)","v":0},{"$f":"OFFSET('gl værdier abonn'!$AW$10,$CN39,BV$6+MATCH($CO39,'gl værdier abonn'!$AW$10:$BY$10,0)-2)","v":0},{"$f":"OFFSET('gl værdier abonn'!$AW$10,$CN39,BW$6+MATCH($CO39,'gl værdier abonn'!$AW$10:$BY$10,0)-2)","v":0},{"$f":"OFFSET('gl værdier abonn'!$AW$10,$CN39,BW$6+MATCH($CO39,'gl værdier abonn'!$AW$10:$BY$10,0)-2)","v":0},null,{"$f":"OFFSET('gl værdier abonn'!$DE$10,$CN39,CJ$6+MATCH($CO39,'gl værdier abonn'!$DE$10:$DN$10,0)-2)","v":0},{"$f":"OFFSET('gl værdier abonn'!$DE$10,$CN39,CK$6+MATCH($CO39,'gl værdier abonn'!$DE$10:$DN$10,0)-2)","v":0},null,1,30,"A høj","Samlet tarif-betaling",{"$f":"'gl værdier abonn'!B81","v":0}]
[{"$f":"A38","v":"Samlet tarif/abonnement"},null,{"$f":"C38/C38","v":{"$error":"#VALUE!"}},{"$f":"D38/D38","v":{"$error":"#DIV/0!"}},{"$f":"E38/E38","v":{"$error":"#VALUE!"}},{"$error":"#DIV/0!"},{"$f":"G38/G38","v":{"$error":"#VALUE!"}},{"$f":"H38/H38","v":{"$error":"#DIV/0!"}},{"$error":"#VALUE!"},{"$error":"#DIV/0!"},null,{"$f":"L38/L38","v":{"$error":"#DIV/0!"}},{"$f":"M38/M38","v":{"$error":"#DIV/0!"}},{"$f":"N38/N38","v":{"$error":"#DIV/0!"}},{"$f":"O38/O38","v":{"$error":"#DIV/0!"}},{"$f":"P38/P38","v":{"$error":"#DIV/0!"}},{"$error":"#DIV/0!"},{"$error":"#DIV/0!"},{"$error":"#DIV/0!"},{"$error":"#DIV/0!"},{"$error":"#DIV/0!"},null,{"$f":"W38","v":"Samlet tarif/abonnement"},{"$f":"X38/X38","v":{"$error":"#VALUE!"}},{"$f":"Y38/Y38","v":{"$error":"#DIV/0!"}},null,{"$f":"AA38/AA38","v":{"$error":"#DIV/0!"}},{"$error":"#DIV/0!"},{"$error":"#DIV/0!"},{"$error":"#DIV/0!"},{"$error":"#DIV/0!"},{"$error":"#DIV/0!"},{"$error":"#DIV/0!"},{"$error":"#DIV/0!"},{"$error":"#DIV/0!"},{"$error":"#DIV/0!"},{"$f":"AK38/AK38","v":{"$error":"#DIV/0!"}},{"$error":"#DIV/0!"},{"$f":"AM38/AM38","v":{"$error":"#DIV/0!"}},{"$error":"#DIV/0!"},{"$error":"#DIV/0!"},{"$error":"#DIV/0!"},null,{"$f":"AR38/AR38","v":{"$error":"#DIV/0!"}},{"$error":"#DIV/0!"},{"$f":"AT38/AT38","v":{"$error":"#DIV/0!"}},{"$error":"#DIV/0!"},null,null,null,null,null,null,null,null,null,null,null,null,null,null,null,null,null,null,null,null,null,null,null,null,null,null,null,null,null,null,null,null,null,null,null,null,null,null,null,null,null,null,null,1,31,"A høj",0,{"$f":"CQ43","v":0}]
[null,null,null,null,null,null,null,null,null,null,null,null,null,null,null,null,null,null,null,null,null,null,null,null,null,null,null,null,null,null,null,null,null,null,null,null,null,null,null,null,null,null,null,null,null,null,null,null,null,null,null,null,null,null,null,null,null,null,null,null,null,null,null,null,null,null,null,null,null,null,null,null,null,null,null,null,null,null,null,null,null,null,null,null,null,null,null,null,null,null,null,34,"A høj",0]

{"sheet":"7.1 Tidsdiff. - Oversigt 50 kV","index":25,"n_rows":43,"n_cols":13,"rows_kept":43,"cut":false,"hidden":false,"merged":[[3,2,3,3],[4,2,4,3],[2,0,2,2]]}
[]
[{"$f":"'Forside Print'!B32","v":"9 Tidsdifferentiering på 50 kV niveau"}]
[{"$f":"Virk_navn","v":"(indtast virksomhedsnavn)"}]
["Gældende fra:",null,{"$f":"Gælder_fra","v":"(indtast dato)"}]
["Printet:",null,{"$f":"TODAY()","v":"2017-10-19"}]
[]
[]
[]
[]
[]
[]
[]
[]
[]
[]
[]
[]
[]
[]
[]
[]
[]
[]
[]
[]
[]
[]
[]
[]
[]
[]
[]
[]
[]
[]
[null,null,null,null,null,null,null,null,null,"Følgende dage er defineret som lavlast dage:"]
[null,null,null,null,null,null,null,null,null,"Alle weekender",null,null,"2. pinsedag"]
[null,null,null,null,null,null,null,null,null,"1. januar",null,null,"1. maj"]
[null,null,null,null,null,null,null,null,null,"Skærtorsdag",null,null,"5. juni"]
[null,null,null,null,null,null,null,null,null,"Langfredag",null,null,"24. december"]
[null,null,null,null,null,null,null,null,null,"2. påskedag",null,null,"25. december"]
[null,null,null,null,null,null,null,null,null,"St. bededag",null,null,"26. december"]
[null,null,null,null,null,null,null,null,null,"Kristihimmelfartsdag",null,null,"31. december"]

{"sheet":"7.2 Tidsdiff. - Oversigt 10 kV","index":26,"n_rows":43,"n_cols":13,"rows_kept":43,"cut":false,"hidden":false,"merged":[[3,2,3,3],[4,2,4,3],[2,0,2,2]]}
[]
[{"$f":"'Forside Print'!B33","v":"10 Tidsdifferentiering på 10 kV niveau"}]
[{"$f":"Virk_navn","v":"(indtast virksomhedsnavn)"}]
["Gældende fra:",null,{"$f":"Gælder_fra","v":"(indtast dato)"}]
["Printet:",null,{"$f":"TODAY()","v":"2017-10-19"}]
[]
[]
[]
[]
[]
[]
[]
[]
[]
[]
[]
[]
[]
[]
[]
[]
[]
[]
[]
[]
[]
[]
[]
[]
[]
[]
[]
[]
[]
[]
[null,null,null,null,null,null,null,null,null,"Følgende dage er defineret som lavlast dage:"]
[null,null,null,null,null,null,null,null,null,"Alle weekender",null,null,"2. pinsedag"]
[null,null,null,null,null,null,null,null,null,"1. januar",null,null,"1. maj"]
[null,null,null,null,null,null,null,null,null,"Skærtorsdag",null,null,"5. juni"]
[null,null,null,null,null,null,null,null,null,"Langfredag",null,null,"24. december"]
[null,null,null,null,null,null,null,null,null,"2. påskedag",null,null,"25. december"]
[null,null,null,null,null,null,null,null,null,"St. bededag",null,null,"26. december"]
[null,null,null,null,null,null,null,null,null,"Kristihimmelfartsdag",null,null,"31. december"]

{"sheet":"7.3 Tidsdiff. - Oversigt 0,4 kV","index":27,"n_rows":37,"n_cols":10,"rows_kept":37,"cut":false,"hidden":false,"merged":[[3,2,3,3],[4,2,4,3],[2,0,2,2]]}
[]
[{"$f":"'Forside Print'!B34","v":"11 Tidsdifferentiering på 0,4 kV niveau"}]
[{"$f":"Virk_navn","v":"(indtast virksomhedsnavn)"}]
["Gældende fra:",null,{"$f":"Gælder_fra","v":"(indtast dato)"}]
["Printet:",null,{"$f":"TODAY()","v":"2017-10-19"}]
[]
[]
[]
[]
[]
[]
[]
[]
[]
[]
[]
[]
[]
[]
[]
[]
[]
[]
[]
[]
[]
[]
[]
[]
[]
[]
[]
[]
[]
[null,null,null,null,null,null,null,null,null,"Følgende dage er defineret som lavlast dage:"]
[null,null,null,null,null,null,null,null,null,"På 0,4 kV niveau skelnes der ikke mellem hverdage,"]
[null,null,null,null,null,null,null,null,null," weekender eller helligdage."]

{"sheet":"8.1 ENT1- Selskab og kunde-grp.","index":28,"n_rows":34,"n_cols":5,"rows_kept":34,"cut":false,"hidden":false,"merged":[[12,2,12,4],[8,1,8,4],[9,2,9,4],[2,0,2,1]]}
[]
[{"$f":"'Forside Print'!B37","v":"Skema 1 – Selskabsoplysninger og kundekategorisering"}]
[{"$f":"Virk_navn","v":"(indtast virksomhedsnavn)"}]
["Gældende fra:",{"$f":"Gælder_fra","v":"(indtast dato)"}]
["Printet:",{"$f":"TODAY()","v":"2017-10-19"}]
[]
[]
[]
[null,"Skema 1. Definering af selskab og kundegrupper "]
[null,"Denne anmeldelse vedrører:","(Selskabets navn)"]
[null,"Adresse, CVR og e-mail-adresse","(Selskabets adresse)","(Selskabets CVR-nummer)","(Selskabets e-mail-adresse)"]
[null,"Kontaktperson","(Kontaktpersons adresse)","(Kontaktpersons tlf.-nummer)","(Kontaktpersons e-mail-adresse)"]
[null,null,"Kriterie for kategorisering af kunder"]
[null,"Kundetype","Tilslutningspunkt","Forbrugsgrænse","Andet"]
[null,"A"]
[null,"A (bev.)"]
[null,"A Høj"]
[null,"A Høj (Bev.)"]
[null,"A Lav"]
[null,"A Lav (Bev.)"]
[null,"A0"]
[null,"B"]
[null,"B (Bev.)"]
[null,"B Høj"]
[null,"B Høj (bev.)"]
[null,"B Lav"]
[null,"B Lav (Bev.)"]
[null,"C"]
[null,"skriv selv"]
[null,"skriv selv"]
[null,"skriv selv"]
[null,"skriv selv"]
[null,"skriv selv"]
[null,"skriv selv"]

{"sheet":"8.2 ENT2- Grundlag basistarifer","index":29,"n_rows":36,"n_cols":8,"rows_kept":36,"cut":false,"hidden":false,"merged":[[2,0,2,1]]}
[]
[{"$f":"'Forside Print'!B38","v":"Skema 2 – Grundlag for basistariffer og abonnementer"}]
[{"$f":"Virk_navn","v":"(indtast virksomhedsnavn)"}]
["Gældende fra:",{"$f":"Gælder_fra","v":"(indtast dato)"}]
["Printet:",{"$f":"TODAY()","v":"2017-10-19"}]
[]
[]
[]
[]
[null,"Skema 2. Fordelingsprincipper for omkostninger","Dansk Energis vejledning","Fordelingsnøgle","Priselement","Vandfaldsfordeling","Tidsdifferentiering","Begrundelse for evt. afvigelser"]
[null,"1. DRIFT"]
[null,"1.1 Drift og vedligehold af transformerstationer","Bilag 9.3.1.1",{"$f":"'4.2 Beregning - Totale omk.'!D12","v":"Direkte"},{"$f":"'4.2 Beregning - Totale omk.'!E12","v":"Tarif"},{"$f":"'4.2 Beregning - Totale omk.'!F12","v":"Ja"},{"$f":"'4.2 Beregning - Totale omk.'!G12","v":"Ja"}]
[null,"1.2 Drift og vedligehold af ledningsnettet ","Bilag 9.3.1.1",{"$f":"'4.2 Beregning - Totale omk.'!D13","v":"Direkte"},{"$f":"'4.2 Beregning - Totale omk.'!E13","v":"Tarif"},{"$f":"'4.2 Beregning - Totale omk.'!F13","v":"Ja"},{"$f":"'4.2 Beregning - Totale omk.'!G13","v":"Ja"}]
[null,"1.3 Øvrige drifts- og vedligeholdelsesomkostninger","Bilag 9.3.1.1",{"$f":"'4.2 Beregning - Totale omk.'!D14","v":"kWh"},{"$f":"'4.2 Beregning - Totale omk.'!E14","v":"Tarif"},{"$f":"'4.2 Beregning - Totale omk.'!F14","v":"Ja"},{"$f":"'4.2 Beregning - Totale omk.'!G14","v":"Ja"}]
[null,"2. MÅLERE"]
[null,"2.1 Drift og vedligeholdelse af målere","Bilag 9.3.1.2",{"$f":"'4.2 Beregning - Totale omk.'!D16","v":"Måler - driftsnøgle"},{"$f":"'4.2 Beregning - Totale omk.'!E16","v":"Abonnement"}]
[null,"2.2 Indhentning og validering af måledata","Bilag 9.3.1.2",{"$f":"'4.2 Beregning - Totale omk.'!D17","v":"Måler - datanøgle"},{"$f":"'4.2 Beregning - Totale omk.'!E17","v":"Abonnement"}]
[null,"3. OMKOSTNINGER TIL KUNDECENTER"]
[null,"3.1 Omkostninger til kundecenter","Bilag 9.3.1.3",{"$f":"'4.2 Beregning - Totale omk.'!D19","v":"Antal målere"},{"$f":"'4.2 Beregning - Totale omk.'!E19","v":"Abonnement"}]
[null,"4. GENEREL ADMINISTRATION "]
[null,"4.1 Generel administration","Bilag 9.3.1.4",{"$f":"'4.2 Beregning - Totale omk.'!D21","v":"Antal målere"},{"$f":"'4.2 Beregning - Totale omk.'!E21","v":"Abonnement"}]
[null,"5. ENERGISPAREINDSATS"]
[null,"5.1 Faste omkostninger til energispareindsats","Bilag 9.3.1.5",{"$f":"'4.2 Beregning - Totale omk.'!D23","v":"Antal målere"},{"$f":"'4.2 Beregning - Totale omk.'!E23","v":"Abonnement"}]
[null,"5.2 Variable omkostninger til energispareindsats","Bilag 9.3.1.5",{"$f":"'4.2 Beregning - Totale omk.'!D24","v":"kWh"},{"$f":"'4.2 Beregning - Totale omk.'!E24","v":"Tarif"}]
[null,"6. NETTAB"]
[null,"6.1 Omkostninger ved nettab (kun ledningsnet)","Bilag 9.3.1.6",{"$f":"'4.2 Beregning - Totale omk.'!D26","v":"Direkte"},{"$f":"'4.2 Beregning - Totale omk.'!E26","v":"Tarif"},{"$f":"'4.2 Beregning - Totale omk.'!F26","v":"Ja"},{"$f":"'4.2 Beregning - Totale omk.'!G26","v":"Ja"}]
[null,"6.2 Omkostninger ved nettab (transformerstationer)","Bilag 9.3.1.6",{"$f":"'4.2 Beregning - Totale omk.'!D27","v":"Direkte"},{"$f":"'4.2 Beregning - Totale omk.'!E27","v":"Tarif"},{"$f":"'4.2 Beregning - Totale omk.'!F27","v":"Ja"},{"$f":"'4.2 Beregning - Totale omk.'!G27","v":"Ja"}]
[null,"7. ØVRIGE OMKOSTNINGER"]
[null,"7.1 Øvrige omkostninger","Bilag 9.3.1.7",{"$f":"'4.2 Beregning - Totale omk.'!D29","v":""},{"$f":"'4.2 Beregning - Totale omk.'!E29","v":""},{"$f":"'4.2 Beregning - Totale omk.'!F29","v":""},{"$f":"'4.2 Beregning - Totale omk.'!G29","v":""}]
[null,"8. AFSKRIVNINGER"]
[null,"8.1 Transformerstationer","Bilag 9.3.1.8",{"$f":"'4.2 Beregning - Totale omk.'!D31","v":"Direkte"},{"$f":"'4.2 Beregning - Totale omk.'!E31","v":"Tarif"},{"$f":"'4.2 Beregning - Totale omk.'!F31","v":"Ja"},{"$f":"'4.2 Beregning - Totale omk.'!G31","v":"Ja"}]
[null,"8.2 Netaktiver, ekskl. transformerstationer og målere","Bilag 9.3.1.8",{"$f":"'4.2 Beregning - Totale omk.'!D32","v":"Direkte"},{"$f":"'4.2 Beregning - Totale omk.'!E32","v":"Tarif"},{"$f":"'4.2 Beregning - Totale omk.'!F32","v":"Ja"},{"$f":"'4.2 Beregning - Totale omk.'!G32","v":"Ja"}]
[null,"8.3 Målere","Bilag 9.3.1.8",{"$f":"'4.2 Beregning - Totale omk.'!D33","v":"Måler - afskrivningsnøgle"},{"$f":"'4.2 Beregning - Totale omk.'!E33","v":"Abonnement"}]
[null,"8.4 Øvrige anlægsaktiver","Bilag 9.3.1.8",{"$f":"'4.2 Beregning - Totale omk.'!D34","v":"kWh"},{"$f":"'4.2 Beregning - Totale omk.'!E34","v":"Tarif"},{"$f":"'4.2 Beregning - Totale omk.'!F34","v":"Ja"}]
[null,"Forrentning","Bilag 9.3.1.9",{"$f":"'4.2 Beregning - Totale omk.'!D36","v":"Værdi af netaktiver"},{"$f":"'4.2 Beregning - Totale omk.'!E36","v":"Tarif"},{"$f":"'4.2 Beregning - Totale omk.'!F36","v":"Ja"},{"$f":"'4.2 Beregning - Totale omk.'!G36","v":"Ja"}]
[null," "]

{"sheet":"8.3 ENT3- Øvrig dokumentation","index":30,"n_rows":27,"n_cols":7,"rows_kept":27,"cut":false,"hidden":false,"merged":[[2,0,2,1],[14,1,14,6],[21,1,21,6],[8,1,8,4]]}
[]
[{"$f":"'Forside Print'!B39","v":"Skema 3, 4 og 5 - Øvrig dokumentation"}]
[{"$f":"Virk_navn","v":"(indtast virksomhedsnavn)"}]
["Gældende fra:",{"$f":"Gælder_fra","v":"(indtast dato)"}]
["Printet:",{"$f":"TODAY()","v":"2017-10-19"}]
[]
[]
[]
[null,"Skema 3. Energispareindsats"]
[null,null,"Samlet (1000 kr.)","Antal målere","Kroner/måler"]
[null,"5.1 Faste omkostninger til energispareindsats",{"$f":"'3.3 Input - Omkostninger'!E$29","v":0},{"$f":"'4.1 Beregning - Mængder'!$U$97","v":0},{"$f":"C11*1000/D11","v":{"$error":"#DIV/0!"}}]
[null,null,"Samlet (1000 kr.)","kWh","Øre/kWh"]
[null,"5.2 Variable omkostninger til energispareindsats",{"$f":"'3.3 Input - Omkostninger'!$E$30","v":0},{"$f":"'4.1 Beregning - Mængder'!$U$61*1000","v":0},{"$f":"C13*1000*100/D13","v":{"$error":"#DIV/0!"}}]
[]
[null,"Skema 4. Midlertidig tarifnedsættelse"]
[null,"Midlertidig tarifnedsættelse (1000 kr.)",{"$f":"-'3.4 Input - Indtægter'!C26","v":0}]
[null,"Spændingsniveau","Andel af netaktiver","Kroner til fordeling","kWh (jf. vandfald)","Øre/kWh ","Samlet øre/kWh "]
[null,"50 kV",{"$f":"'3.1 Input - Stamoplysninger'!$D$32","v":{"$error":"#DIV/0!"}},{"$f":"C18*$C$16*1000","v":{"$error":"#DIV/0!"}},{"$f":"'4.1 Beregning - Mængder'!$G$46*1000+E19","v":0},{"$f":"D18*100/E18","v":{"$error":"#DIV/0!"}},{"$f":"D18*100/E18","v":{"$error":"#DIV/0!"}}]
[null,"10 kV",{"$f":"'3.1 Input - Stamoplysninger'!$F$32","v":{"$error":"#DIV/0!"}},{"$f":"C19*$C$16*1000","v":{"$error":"#DIV/0!"}},{"$f":"'4.1 Beregning - Mængder'!$K$46*1000+E20","v":0},{"$f":"D19*100/E19","v":{"$error":"#DIV/0!"}},{"$f":"F19+G18","v":{"$error":"#DIV/0!"}}]
[null,"0,4 kV",{"$f":"'3.1 Input - Stamoplysninger'!$H$32","v":{"$error":"#DIV/0!"}},{"$f":"C20*$C$16*1000","v":{"$error":"#DIV/0!"}},{"$f":"'4.1 Beregning - Mængder'!$O$46*1000","v":0},{"$error":"#DIV/0!"},{"$f":"F20+G19","v":{"$error":"#DIV/0!"}}]
[]
[null,"Skema 5. Tab på debitorer"]
[null,"Tab på debitorer (1000 kr.)"]
[null,"Spændingsniveau","Andel af netaktiver","Kroner til fordeling","kWh (jf. vandfald)","Øre/kWh ","Samlet øre/kWh "]
[null,"50 kV",{"$f":"'3.1 Input - Stamoplysninger'!$D$32","v":{"$error":"#DIV/0!"}},{"$f":"C25*$C$23*1000","v":{"$error":"#DIV/0!"}},{"$f":"'4.1 Beregning - Mængder'!$G$46*1000+E26","v":0},{"$f":"D25*100/E25","v":{"$error":"#DIV/0!"}},{"$f":"D25*100/E25","v":{"$error":"#DIV/0!"}}]
[null,"10 kV",{"$f":"'3.1 Input - Stamoplysninger'!$F$32","v":{"$error":"#DIV/0!"}},{"$f":"C26*$C$23*1000","v":{"$error":"#DIV/0!"}},{"$f":"'4.1 Beregning - Mængder'!$K$46*1000+E27","v":0},{"$f":"D26*100/E26","v":{"$error":"#DIV/0!"}},{"$f":"F26+G25","v":{"$error":"#DIV/0!"}}]
[null,"0,4 kV",{"$f":"'3.1 Input - Stamoplysninger'!$H$32","v":{"$error":"#DIV/0!"}},{"$f":"C27*$C$23*1000","v":{"$error":"#DIV/0!"}},{"$f":"'4.1 Beregning - Mængder'!$O$46*1000","v":0},{"$error":"#DIV/0!"},{"$f":"F27+G26","v":{"$error":"#DIV/0!"}}]

{"sheet":"9.1 Tidsdiff. - Oversigt","index":31,"n_rows":111,"n_cols":43,"rows_kept":111,"cut":false,"hidden":false,"merged":[]}
["Tidsdifferentiering - datainput"]
[]
[]
[]
[]
[]
[]
[null,null,null,null,null,null,null,null,null,null,null,null,null,null,null,null,null,null,null,null,null,null,null,null,null,null,null,null,null,"Hjælpeark, tidsdifferentiering"]
[null,null,null,null,null,null,null,null,null,null,null,null,null,null,null,null,null,null,null,null,null,null,null,null,null,null,null,null,null,null,"Spids","Høj","Lav",null,"Høj","Lav"]
[null,"Tabel: T.9.1.1 MWh fordeling på lastperioder:",null,null,null,null,null,null,null,null,null,null,null,null,null,null,null,null,null,null,null,null,null,null,null,null,null,null,null,"A",{"$f":"C12","v":0.24479277316511158},0.31940410071628411,0.43580312611860444]
[null,null,"Spids","Høj","Lav",null,"Spids-C","Normal-C",null,null,null,null,null,null,null,null,null,null,null,null,null,null,null,null,null,null,null,null,null,"B",0.24479277316511158,0.31940410071628411,0.43580312611860444]
[null,"A",{"$f":"IF(AD$20=TRUE,'9.3 Tidsdiff. - Brugerdata'!$AI$57,'9.2 Tidsdiff. - Setup'!$AI$57)","v":0.24479277316511158},{"$f":"IF(AD$20=TRUE,'9.3 Tidsdiff. - Brugerdata'!$AH$57,'9.2 Tidsdiff. - Setup'!$AH$57)","v":0.31940410071628411},{"$f":"IF($AD$20=TRUE,'9.3 Tidsdiff. - Brugerdata'!$AG$57,'9.2 Tidsdiff. - Setup'!$AG$57)","v":0.43580312611860444},null,null,null,null,null,null,null,null,null,null,null,null,null,null,null,null,null,null,null,null,null,null,null,null,"C",0.24814132307997411,0.30594908332446208,0.44590959359556404,null,{"$f":"G14","v":0.10071447881416438},{"$f":"H14","v":0.89928552118583549}]
[null,"B",{"$f":"IF(AD$53=TRUE,'9.3 Tidsdiff. - Brugerdata'!$AI$91,'9.2 Tidsdiff. - Setup'!$AI$91)","v":0.24479277316511158},{"$f":"IF($AD$53=TRUE,'9.3 Tidsdiff. - Brugerdata'!$AH$91,'9.2 Tidsdiff. - Setup'!$AH$91)","v":0.31940410071628411},{"$f":"IF($AD$53=TRUE,'9.3 Tidsdiff. - Brugerdata'!$AG$91,'9.2 Tidsdiff. - Setup'!$AG$91)","v":0.43580312611860444},null,null,null,null,null,null,null,null,null,null,null,null,null,null,null,null,null,null,null,null,null,null,null,null,null,"Spids","Højlast","Lavlast",null,"Høj","Lav"]
[null,"C",{"$f":"IF($AD$86=TRUE,'9.3 Tidsdiff. - Brugerdata'!$AI$159,'9.2 Tidsdiff. - Setup'!$AI$159)","v":0.24814132307997411},{"$f":"IF($AD$86=TRUE,'9.3 Tidsdiff. - Brugerdata'!$AH$159,'9.2 Tidsdiff. - Setup'!$AH$159)","v":0.30594908332446208},{"$f":"IF($AD$86=TRUE,'9.3 Tidsdiff. - Brugerdata'!$AG$159,'9.2 Tidsdiff. - Setup'!$AG$159)","v":0.44590959359556404},null,{"$f":"IF($AD$86=TRUE,'9.3 Tidsdiff. - Brugerdata'!$Z$125,'9.2 Tidsdiff. - Setup'!$Z$125)","v":0.10071447881416438},{"$f":"IF($AD$86=TRUE,'9.3 Tidsdiff. - Brugerdata'!$Y$125,'9.2 Tidsdiff. - Setup'!$Y$125)","v":0.89928552118583549},null,null,null,null,null,null,null,null,null,null,null,null,null,null,null,null,null,null,null,null,null,null,{"$f":"1-'9.2 Tidsdiff. - Setup'!E11","v":9.9999999999999978E-2},{"$f":"'9.2 Tidsdiff. - Setup'!E11-'9.2 Tidsdiff. - Setup'!D11","v":0.25},{"$f":"'9.2 Tidsdiff. - Setup'!D11","v":0.65},null,{"$f":"1-'9.2 Tidsdiff. - Setup'!E14","v":9.9999999999999978E-2},{"$f":"'9.2 Tidsdiff. - Setup'!E14","v":0.9}]
[]
[]
[null,"50 kV nettet - energiflow, lastperioder, standardiseret-døgnbelastningsprofil (3 lastperioder)"]
[]
[null,null,null,null,null,null,null,null,null,null,null,null,null,null,null,null,null,null,null,null,null,"Tabel: T.9.1.2",null,"Lav","Høj","Spids","Samlet",null,null,"Tabel kodning og valg"]
[null,null,null,null,null,null,null,null,null,null,null,null,null,null,null,null,null,null,null,null,null,{"$f":"IF('2.1 Valg - Forbrugstariffer'!$U$18=3,\"Tarif - A høj\",\"\")","v":"Tarif - A høj"},"Index",{"$f":"IFERROR(100/'4.5 Beregning - Tariffer'!$H$45*'4.5 Beregning - Tariffer'!K45,\"\")","v":""},{"$f":"IFERROR(100/'4.5 Beregning - Tariffer'!$H$45*'4.5 Beregning - Tariffer'!J45, \"\")","v":""},{"$f":"IFERROR(100/'4.5 Beregning - Tariffer'!$H$45*'4.5 Beregning - Tariffer'!I45,\"\")","v":""},{"$f":"IFERROR(100/'4.5 Beregning - Tariffer'!H45*'4.5 Beregning - Tariffer'!H45,\"\")","v":""},null,null,false]
[null,null,null,null,null,null,null,null,null,null,null,null,null,null,null,null,null,null,null,null,null,{"$f":"IF('2.1 Valg - Forbrugstariffer'!$U$18=2,\"Tarif - A\",IF('2.1 Valg - Forbrugstariffer'!$U$18=3,\"Tarif - A lav\",\"\"))","v":"Tarif - A lav"},"Index",{"$f":"IFERROR(100/'4.5 Beregning - Tariffer'!$P$45*'4.5 Beregning - Tariffer'!S45,\"\")","v":""},{"$f":"IFERROR(100/'4.5 Beregning - Tariffer'!$P$45*'4.5 Beregning - Tariffer'!R45,\"\")","v":""},{"$f":"IFERROR(100/'4.5 Beregning - Tariffer'!$P$45*'4.5 Beregning - Tariffer'!Q45,\"\")","v":""},{"$f":"IFERROR(100/'4.5 Beregning - Tariffer'!$P$45*'4.5 Beregning - Tariffer'!P45,\"\")","v":""},null,null,null,null,null,null,null,null,null,null,null,null,null,null,{"$f":"CONCATENATE((AP22*100),\"%-grænse\")","v":"65%-grænse"},{"$f":"CONCATENATE((AQ22*100),\"%-grænse\")","v":"90%-grænse"}]
[null,null,null,null,null,null,null,null,null,null,null,null,null,null,null,null,null,null,null,null,null,null,null,null,null,null,null,null,null,null,null,null,null,null,null,null,null,null,null,null,"Standard - Vinter (Hverdag)",{"$f":"'9.2 Tidsdiff. - Setup'!$D$11","v":0.65},{"$f":"'9.2 Tidsdiff. - Setup'!$E$11","v":0.9}]
[null,null,null,null,null,null,null,null,null,null,null,null,null,null,null,null,null,null,null,null,null,"Vinter - Hverdag","Timer",{"$f":"COUNTIF('9.2 Tidsdiff. - Setup'!$O32:$O55,3)","v":6},{"$f":"COUNTIF('9.2 Tidsdiff. - Setup'!$O32:$O55,2)","v":5},{"$f":"COUNTIF('9.2 Tidsdiff. - Setup'!$O32:$O55,1)","v":13},{"$f":"SUM(X23:Z23)","v":24},null,null,null,null,null,null,null,null,null,null,null,null,null,"Bruger - Vinter (Hverdag)",{"$f":"'9.2 Tidsdiff. - Setup'!$D$11","v":0.65},{"$f":"'9.2 Tidsdiff. - Setup'!$E$11","v":0.9}]
[null,null,null,null,null,null,null,null,null,null,null,null,null,null,null,null,null,null,null,null,null,"Standard","MWh",{"$f":"'9.2 Tidsdiff. - Setup'!U56/SUM('9.2 Tidsdiff. - Setup'!$U56:$W56)","v":0.18201416665491002},{"$f":"'9.2 Tidsdiff. - Setup'!V56/SUM('9.2 Tidsdiff. - Setup'!$U56:$W56)","v":0.19542001067827233},{"$f":"'9.2 Tidsdiff. - Setup'!W56/SUM('9.2 Tidsdiff. - Setup'!$U56:$W56)","v":0.6225658226668177},{"$f":"SUM(X24:Z24)","v":1},null,null,null,null,null,null,null,null,null,null,null,null,null,"Standard - Sommer (Hverdag)",{"$f":"'9.2 Tidsdiff. - Setup'!$D$11","v":0.65},{"$f":"'9.2 Tidsdiff. - Setup'!$E$11","v":0.9}]
[null,null,null,null,null,null,null,null,null,null,null,null,null,null,null,null,null,null,null,null,null,"Bruger ","MWh",{"$f":"IFERROR('9.3 Tidsdiff. - Brugerdata'!U56/SUM('9.3 Tidsdiff. - Brugerdata'!$U56:$W56),\"-\")","v":"-"},{"$f":"IFERROR('9.3 Tidsdiff. - Brugerdata'!V56/SUM('9.3 Tidsdiff. - Brugerdata'!$U56:$W56),\"-\")","v":"-"},{"$f":"IFERROR('9.3 Tidsdiff. - Brugerdata'!W56/SUM('9.3 Tidsdiff. - Brugerdata'!$U56:$W56),\"-\")","v":"-"},{"$f":"SUM(X25:Z25)","v":0},null,null,null,null,null,null,null,null,null,null,null,null,null,"Bruger - Sommer (Hverdag)",{"$f":"'9.2 Tidsdiff. - Setup'!$D$11","v":0.65},{"$f":"'9.2 Tidsdiff. - Setup'!$E$11","v":0.9}]
[null,null,null,null,null,null,null,null,null,null,null,null,null,null,null,null,null,null,null,null,null,null,null,null,null,null,null,null,null,null,null,null,null,null,null,null,null,null,null,null,null,{"$f":"'9.2 Tidsdiff. - Setup'!$D$11","v":0.65},{"$f":"'9.2 Tidsdiff. - Setup'!$E$11","v":0.9}]
[null,null,null,null,null,null,null,null,null,null,null,null,null,null,null,null,null,null,null,null,null,"Sommer - Hverdag","Timer",{"$f":"COUNTIF('9.2 Tidsdiff. - Setup'!$Q32:$Q55,3)","v":8},{"$f":"COUNTIF('9.2 Tidsdiff. - Setup'!$Q32:$Q55,2)","v":16},{"$f":"COUNTIF('9.2 Tidsdiff. - Setup'!$Q32:$Q55,1)","v":0},{"$f":"SUM(X27:Z27)","v":24},null,null,null,null,null,null,null,null,null,null,null,null,null,null,{"$f":"'9.2 Tidsdiff. - Setup'!$D$11","v":0.65},{"$f":"'9.2 Tidsdiff. - Setup'!$E$11","v":0.9}]
[null,null,null,null,null,null,null,null,null,null,null,null,null,null,null,null,null,null,null,null,null,"Standard","MWh",{"$f":"'9.2 Tidsdiff. - Setup'!AA56/SUM('9.2 Tidsdiff. - Setup'!$AA56:$AC56)","v":0.25834301557910605},{"$f":"'9.2 Tidsdiff. - Setup'!AB56/SUM('9.2 Tidsdiff. - Setup'!$AA56:$AC56)","v":0.74165698442089401},{"$f":"'9.2 Tidsdiff. - Setup'!AC56/SUM('9.2 Tidsdiff. - Setup'!$AA56:$AC56)","v":0},{"$f":"SUM(X28:Z28)","v":1},null,null,null,null,null,null,null,null,null,null,null,null,null,null,{"$f":"'9.2 Tidsdiff. - Setup'!$D$11","v":0.65},{"$f":"'9.2 Tidsdiff. - Setup'!$E$11","v":0.9}]
[null,null,null,null,null,null,null,null,null,null,null,null,null,null,null,null,null,null,null,null,null,"Bruger ","MWh",{"$f":"IFERROR('9.3 Tidsdiff. - Brugerdata'!AA56/SUM('9.3 Tidsdiff. - Brugerdata'!$AA56:$AC56),\"-\")","v":"-"},{"$f":"IFERROR('9.3 Tidsdiff. - Brugerdata'!AB56/SUM('9.3 Tidsdiff. - Brugerdata'!$AA56:$AC56),\"-\")","v":"-"},{"$f":"IFERROR('9.3 Tidsdiff. - Brugerdata'!AC56/SUM('9.3 Tidsdiff. - Brugerdata'!$AA56:$AC56),\"-\")","v":"-"},{"$f":"SUM(X29:Z29)","v":0},null,null,null,null,null,null,null,null,null,null,null,null,null,null,{"$f":"'9.2 Tidsdiff. - Setup'!$D$11","v":0.65},{"$f":"'9.2 Tidsdiff. - Setup'!$E$11","v":0.9}]
[null,null,null,null,null,null,null,null,null,null,null,null,null,null,null,null,null,null,null,null,null,null,null,null,null,null,null,null,null,null,null,null,null,null,null,null,null,null,null,null,null,{"$f":"'9.2 Tidsdiff. - Setup'!$D$11","v":0.65},{"$f":"'9.2 Tidsdiff. - Setup'!$E$11","v":0.9}]
[null,null,null,null,null,null,null,null,null,null,null,null,null,null,null,null,null,null,null,null,null,null,null,null,null,null,null,null,null,null,null,null,null,null,null,null,null,null,null,null,null,{"$f":"'9.2 Tidsdiff. - Setup'!$D$11","v":0.65},{"$f":"'9.2 Tidsdiff. - Setup'!$E$11","v":0.9}]
[null,null,null,null,null,null,null,null,null,null,null,null,null,null,null,null,null,null,null,null,null,null,null,null,null,null,null,null,null,null,null,null,null,null,null,null,null,null,null,null,null,{"$f":"'9.2 Tidsdiff. - Setup'!$D$11","v":0.65},{"$f":"'9.2 Tidsdiff. - Setup'!$E$11","v":0.9}]
[null,null,null,null,null,null,null,null,null,null,null,null,null,null,null,null,null,null,null,null,null,null,null,null,null,null,null,null,null,null,null,null,null,null,null,null,null,null,null,null,null,{"$f":"'9.2 Tidsdiff. - Setup'!$D$11","v":0.65},{"$f":"'9.2 Tidsdiff. - Setup'!$E$11","v":0.9}]
[null,null,null,null,null,null,null,null,null,null,null,null,null,null,null,null,null,null,null,null,null,null,null,null,null,null,null,null,null,null,null,null,null,null,null,null,null,null,null,null,null,{"$f":"'9.2 Tidsdiff. - Setup'!$D$11","v":0.65},{"$f":"'9.2 Tidsdiff. - Setup'!$E$11","v":0.9}]
[null,null,null,null,null,null,null,null,null,null,null,null,null,null,null,null,null,null,null,null,null,null,null,null,null,null,null,null,null,null,null,null,null,null,null,null,null,null,null,null,null,{"$f":"'9.2 Tidsdiff. - Setup'!$D$11","v":0.65},{"$f":"'9.2 Tidsdiff. - Setup'!$E$11","v":0.9}]
[null,null,null,null,null,null,null,null,null,null,null,null,null,null,null,null,null,null,null,null,null,null,null,null,null,null,null,null,null,null,null,null,null,null,null,null,null,null,null,null,null,{"$f":"'9.2 Tidsdiff. - Setup'!$D$11","v":0.65},{"$f":"'9.2 Tidsdiff. - Setup'!$E$11","v":0.9}]
[null,null,null,null,null,null,null,null,null,null,null,null,null,null,null,null,null,null,null,null,null,null,null,null,null,null,null,null,null,null,null,null,null,null,null,null,null,null,null,null,null,{"$f":"'9.2 Tidsdiff. - Setup'!$D$11","v":0.65},{"$f":"'9.2 Tidsdiff. - Setup'!$E$11","v":0.9}]
[null,null,null,null,null,null,null,null,null,null,null,null,null,null,null,null,null,null,null,null,null,null,null,null,null,null,null,null,null,null,null,null,null,null,null,null,null,null,null,null,null,{"$f":"'9.2 Tidsdiff. - Setup'!$D$11","v":0.65},{"$f":"'9.2 Tidsdiff. - Setup'!$E$11","v":0.9}]
[null,null,null,null,null,null,null,null,null,null,null,null,null,null,null,null,null,null,null,null,null,null,null,null,null,null,null,null,null,null,null,null,null,null,null,null,null,null,null,null,null,{"$f":"'9.2 Tidsdiff. - Setup'!$D$11","v":0.65},{"$f":"'9.2 Tidsdiff. - Setup'!$E$11","v":0.9}]
[null,null,null,null,null,null,null,null,null,null,null,null,null,null,null,null,null,null,null,null,null,null,null,null,null,null,null,null,null,null,null,null,null,null,null,null,null,null,null,null,null,{"$f":"'9.2 Tidsdiff. - Setup'!$D$11","v":0.65},{"$f":"'9.2 Tidsdiff. - Setup'!$E$11","v":0.9}]
[null,null,null,null,null,null,null,null,null,null,null,null,null,null,null,null,null,null,null,null,null,null,null,null,null,null,null,null,null,null,null,null,null,null,null,null,null,null,null,null,null,{"$f":"'9.2 Tidsdiff. - Setup'!$D$11","v":0.65},{"$f":"'9.2 Tidsdiff. - Setup'!$E$11","v":0.9}]
[null,null,null,null,null,null,null,null,null,null,null,null,null,null,null,null,null,null,null,null,null,null,null,null,null,null,null,null,null,null,null,null,null,null,null,null,null,null,null,null,null,{"$f":"'9.2 Tidsdiff. - Setup'!$D$11","v":0.65},{"$f":"'9.2 Tidsdiff. - Setup'!$E$11","v":0.9}]
[null,null,null,null,null,null,null,null,null,null,null,null,null,null,null,null,null,null,null,null,null,null,null,null,null,null,null,null,null,null,null,null,null,null,null,null,null,null,null,null,null,{"$f":"'9.2 Tidsdiff. - Setup'!$D$11","v":0.65},{"$f":"'9.2 Tidsdiff. - Setup'!$E$11","v":0.9}]
[null,null,null,null,null,null,null,null,null,null,null,null,null,null,null,null,null,null,null,null,null,null,null,null,null,null,null,null,null,null,null,null,null,null,null,null,null,null,null,null,null,{"$f":"'9.2 Tidsdiff. - Setup'!$D$11","v":0.65},{"$f":"'9.2 Tidsdiff. - Setup'!$E$11","v":0.9}]
[null,null,null,null,null,null,null,null,null,null,null,null,null,null,null,null,null,null,null,null,null,null,null,null,null,null,null,null,null,null,null,null,null,null,null,null,null,null,null,null,null,{"$f":"'9.2 Tidsdiff. - Setup'!$D$11","v":0.65},{"$f":"'9.2 Tidsdiff. - Setup'!$E$11","v":0.9}]
[]
[]
[]
[]
[null,"10 kV nettet - energiflow, lastperioder, standardiseret-døgnbelastningsprofil (3 lastperioder)"]
[]
[null,null,null,null,null,null,null,null,null,null,null,null,null,null,null,null,null,null,null,null,null,"Tabel: T.9.1.3",null,"Lav","Høj","Spids","Samlet",null,null,"Valg"]
[null,null,null,null,null,null,null,null,null,null,null,null,null,null,null,null,null,null,null,null,null,{"$f":"IF('2.1 Valg - Forbrugstariffer'!$U$31=3, \"Tarif - B høj\", \"\")","v":"Tarif - B høj"},"Index",{"$f":"IFERROR(100/'4.5 Beregning - Tariffer'!$Y$45*'4.5 Beregning - Tariffer'!AB45,\"\")","v":""},{"$f":"IFERROR(100/'4.5 Beregning - Tariffer'!$Y$45*'4.5 Beregning - Tariffer'!AA45,\"\")","v":""},{"$f":"IFERROR(100/'4.5 Beregning - Tariffer'!$Y$45*'4.5 Beregning - Tariffer'!Z45,\"\")","v":""},{"$f":"IFERROR(100/'4.5 Beregning - Tariffer'!$Y$45*'4.5 Beregning - Tariffer'!Y45,\"\")","v":""},null,null,false]
[null,null,null,null,null,null,null,null,null,null,null,null,null,null,null,null,null,null,null,null,null,{"$f":"IF('2.1 Valg - Forbrugstariffer'!$U$31, \"Tarif - B\", IF('2.1 Valg - Forbrugstariffer'!$U$31=3, \"Tarif - B lav\", \"\"))","v":"Tarif - B"},"Index",{"$f":"IFERROR(100/'4.5 Beregning - Tariffer'!$AG$45*'4.5 Beregning - Tariffer'!AJ45,\"\")","v":""},{"$f":"IFERROR(100/'4.5 Beregning - Tariffer'!$AG$45*'4.5 Beregning - Tariffer'!AI45,\"\")","v":""},{"$f":"IFERROR(100/'4.5 Beregning - Tariffer'!$AG$45*'4.5 Beregning - Tariffer'!AH45,\"\")","v":""},{"$f":"IFERROR(100/'4.5 Beregning - Tariffer'!$AG$45*'4.5 Beregning - Tariffer'!AG45,\"\")","v":""}]
[]
[null,null,null,null,null,null,null,null,null,null,null,null,null,null,null,null,null,null,null,null,null,"Vinter - Hverdag","Timer",{"$f":"COUNTIF('9.2 Tidsdiff. - Setup'!$O66:$O89,3)","v":6},{"$f":"COUNTIF('9.2 Tidsdiff. - Setup'!$O66:$O89,2)","v":5},{"$f":"COUNTIF('9.2 Tidsdiff. - Setup'!$O66:$O89,1)","v":13},{"$f":"SUM(X56:Z56)","v":24}]
[null,null,null,null,null,null,null,null,null,null,null,null,null,null,null,null,null,null,null,null,null,"Standard","MWh",{"$f":"'9.2 Tidsdiff. - Setup'!U90/SUM('9.2 Tidsdiff. - Setup'!$U90:$W90)","v":0.18201416665491002},{"$f":"'9.2 Tidsdiff. - Setup'!V90/SUM('9.2 Tidsdiff. - Setup'!$U90:$W90)","v":0.19542001067827233},{"$f":"'9.2 Tidsdiff. - Setup'!W90/SUM('9.2 Tidsdiff. - Setup'!$U90:$W90)","v":0.6225658226668177},{"$f":"SUM(X57:Z57)","v":1}]
[null,null,null,null,null,null,null,null,null,null,null,null,null,null,null,null,null,null,null,null,null,"Bruger ","MWh",{"$f":"IFERROR('9.3 Tidsdiff. - Brugerdata'!U90/SUM('9.3 Tidsdiff. - Brugerdata'!$U90:$W90),\"-\")","v":"-"},{"$f":"IFERROR('9.3 Tidsdiff. - Brugerdata'!V90/SUM('9.3 Tidsdiff. - Brugerdata'!$U90:$W90),\"-\")","v":"-"},{"$f":"IFERROR('9.3 Tidsdiff. - Brugerdata'!W90/SUM('9.3 Tidsdiff. - Brugerdata'!$U90:$W90),\"-\")","v":"-"},{"$f":"SUM(X58:Z58)","v":0}]
[]
[null,null,null,null,null,null,null,null,null,null,null,null,null,null,null,null,null,null,null,null,null,"Sommer - Hverdag","Timer",{"$f":"COUNTIF('9.2 Tidsdiff. - Setup'!$Q66:$Q89,3)","v":8},{"$f":"COUNTIF('9.2 Tidsdiff. - Setup'!$Q66:$Q89,2)","v":16},{"$f":"COUNTIF('9.2 Tidsdiff. - Setup'!$Q66:$Q89,1)","v":0},{"$f":"SUM(X60:Z60)","v":24}]
[null,null,null,null,null,null,null,null,null,null,null,null,null,null,null,null,null,null,null,null,null,"Standard","MWh",{"$f":"'9.2 Tidsdiff. - Setup'!AA90/SUM('9.2 Tidsdiff. - Setup'!$AA90:$AC90)","v":0.25834301557910605},{"$f":"'9.2 Tidsdiff. - Setup'!AB90/SUM('9.2 Tidsdiff. - Setup'!$AA90:$AC90)","v":0.74165698442089401},{"$f":"'9.2 Tidsdiff. - Setup'!AC90/SUM('9.2 Tidsdiff. - Setup'!$AA90:$AC90)","v":0},{"$f":"SUM(X61:Z61)","v":1}]
[null,null,null,null,null,null,null,null,null,null,null,null,null,null,null,null,null,null,null,null,null,"Bruger ","MWh",{"$f":"IFERROR('9.3 Tidsdiff. - Brugerdata'!AA90/SUM('9.3 Tidsdiff. - Brugerdata'!$AA90:$AC90),\"-\")","v":"-"},{"$f":"IFERROR('9.3 Tidsdiff. - Brugerdata'!AB90/SUM('9.3 Tidsdiff. - Brugerdata'!$AA90:$AC90),\"-\")","v":"-"},{"$f":"IFERROR('9.3 Tidsdiff. - Brugerdata'!AC90/SUM('9.3 Tidsdiff. - Brugerdata'!$AA90:$AC90),\"-\")","v":"-"},{"$f":"SUM(X62:Z62)","v":0}]
[]
[]
[]
[]
[]
[]
[]
[]
[]
[]
[]
[]
[]
[]
[]
[]
[]
[]
[]
[]
[null,"0,4 kV nettet - energiflow, lastperioder, standardiseret-døgnbelastningsprofil (2 lastperioder)"]
[]
[null,null,null,null,null,null,null,null,null,null,null,null,null,null,null,null,null,null,null,null,null,"Tabel: T.9.1.4",null,"Normal","Spids",null,"Samlet",null,null,"Valg"]
[null,null,null,null,null,null,null,null,null,null,null,null,null,null,null,null,null,null,null,null,null,"Tarif C","Index",{"$f":"IFERROR(100/'4.5 Beregning - Tariffer'!$AP$45*'4.5 Beregning - Tariffer'!AR45,\"\")","v":""},{"$f":"IFERROR(100/'4.5 Beregning - Tariffer'!$AP$45*'4.5 Beregning - Tariffer'!AQ45,\"\")","v":""},null,{"$f":"IFERROR(100/'4.5 Beregning - Tariffer'!$AP$45*'4.5 Beregning - Tariffer'!AP45,\"\")","v":""},null,null,false]
[null,null,null,null,null,null,null,null,null,null,null,null,null,null,null,null,null,null,null,null,null,null,null,null,null,null,null,null,null,null,null,null,null,null,null,null,null,null,null,null,"Tabel",null,{"$f":"CONCATENATE((AQ88*100),\"%-grænse\")","v":"90%-grænse"}]
[null,null,null,null,null,null,null,null,null,null,null,null,null,null,null,null,null,null,null,null,null,"Vinter ","Timer",{"$f":"COUNTIF('9.2 Tidsdiff. - Setup'!$O100:$O123,3)","v":21},{"$f":"COUNTIF('9.2 Tidsdiff. - Setup'!$O100:$O123,1)","v":3},null,{"$f":"SUM(X88:Y88)","v":24},null,null,null,null,null,null,null,null,null,null,null,null,null,"Standard - Vinter",null,{"$f":"'9.2 Tidsdiff. - Setup'!$E$14","v":0.9}]
[null,null,null,null,null,null,null,null,null,null,null,null,null,null,null,null,null,null,null,null,null,"Standard","MWh",{"$f":"'9.2 Tidsdiff. - Setup'!U124/SUM('9.2 Tidsdiff. - Setup'!$U124:$V124)","v":0.82386656429713656},{"$f":"'9.2 Tidsdiff. - Setup'!V124/SUM('9.2 Tidsdiff. - Setup'!$U124:$V124)","v":0.17613343570286336},null,{"$f":"SUM(X89:Z89)","v":0.99999999999999989},null,null,null,null,null,null,null,null,null,null,null,null,null,"Standard - Sommer",null,{"$f":"'9.2 Tidsdiff. - Setup'!$E$14","v":0.9}]
[null,null,null,null,null,null,null,null,null,null,null,null,null,null,null,null,null,null,null,null,null,"Bruger ","MWh",{"$f":"IFERROR('9.3 Tidsdiff. - Brugerdata'!U124/SUM('9.3 Tidsdiff. - Brugerdata'!$U124:$V124),\"-\")","v":"-"},{"$f":"IFERROR('9.3 Tidsdiff. - Brugerdata'!V124/SUM('9.3 Tidsdiff. - Brugerdata'!$U124:$V124),\"-\")","v":"-"},null,{"$f":"SUM(X90:Z90)","v":0},null,null,null,null,null,null,null,null,null,null,null,null,null,"Bruger - Vinter",null,{"$f":"'9.2 Tidsdiff. - Setup'!$E$14","v":0.9}]
[null,null,null,null,null,null,null,null,null,null,null,null,null,null,null,null,null,null,null,null,null,null,null,null,null,null,null,null,null,null,null,null,null,null,null,null,null,null,null,null,"Bruger - Sommer",null,{"$f":"'9.2 Tidsdiff. - Setup'!$E$14","v":0.9}]
[null,null,null,null,null,null,null,null,null,null,null,null,null,null,null,null,null,null,null,null,null,"Sommer","Timer",{"$f":"COUNTIF('9.2 Tidsdiff. - Setup'!$P100:$P123,3)","v":24},{"$f":"COUNTIF('9.2 Tidsdiff. - Setup'!$P100:$P123,1)","v":0},null,{"$f":"SUM(X92:Y92)","v":24},null,null,null,null,null,null,null,null,null,null,null,null,null,null,null,{"$f":"'9.2 Tidsdiff. - Setup'!$E$14","v":0.9}]
[null,null,null,null,null,null,null,null,null,null,null,null,null,null,null,null,null,null,null,null,null,"Standard","MWh",{"$f":"'9.2 Tidsdiff. - Setup'!W124/SUM('9.2 Tidsdiff. - Setup'!$W124:$X124)","v":1},{"$f":"'9.2 Tidsdiff. - Setup'!X124/SUM('9.2 Tidsdiff. - Setup'!$W124:$X124)","v":0},null,{"$f":"SUM(X93:Z93)","v":1},null,null,null,null,null,null,null,null,null,null,null,null,null,null,null,{"$f":"'9.2 Tidsdiff. - Setup'!$E$14","v":0.9}]
[null,null,null,null,null,null,null,null,null,null,null,null,null,null,null,null,null,null,null,null,null,"Bruger ","MWh",{"$f":"IFERROR('9.3 Tidsdiff. - Brugerdata'!W124/SUM('9.3 Tidsdiff. - Brugerdata'!$W124:$X124),\"-\")","v":"-"},{"$f":"IFERROR('9.3 Tidsdiff. - Brugerdata'!X124/SUM('9.3 Tidsdiff. - Brugerdata'!$W124:$X124),\"-\")","v":"-"},null,{"$f":"SUM(X94:Z94)","v":0},null,null,null,null,null,null,null,null,null,null,null,null,null,null,null,{"$f":"'9.2 Tidsdiff. - Setup'!$E$14","v":0.9}]
[null,null,null,null,null,null,null,null,null,null,null,null,null,null,null,null,null,null,null,null,null,null,null,null,null,null,null,null,null,null,null,null,null,null,null,null,null,null,null,null,null,null,{"$f":"'9.2 Tidsdiff. - Setup'!$E$14","v":0.9}]
[null,null,null,null,null,null,null,null,null,null,null,null,null,null,null,null,null,null,null,null,null,null,null,null,null,null,null,null,null,null,null,null,null,null,null,null,null,null,null,null,null,null,{"$f":"'9.2 Tidsdiff. - Setup'!$E$14","v":0.9}]
[null,null,null,null,null,null,null,null,null,null,null,null,null,null,null,null,null,null,null,null,null,null,null,null,null,null,null,null,null,null,null,null,null,null,null,null,null,null,null,null,null,null,{"$f":"'9.2 Tidsdiff. - Setup'!$E$14","v":0.9}]
[null,null,null,null,null,null,null,null,null,null,null,null,null,null,null,null,null,null,null,null,null,null,null,null,null,null,null,null,null,null,null,null,null,null,null,null,null,null,null,null,null,null,{"$f":"'9.2 Tidsdiff. - Setup'!$E$14","v":0.9}]
[null,null,null,null,null,null,null,null,null,null,null,null,null,null,null,null,null,null,null,null,null,null,null,null,null,null,null,null,null,null,null,null,null,null,null,null,null,null,null,null,null,null,{"$f":"'9.2 Tidsdiff. - Setup'!$E$14","v":0.9}]
[null,null,null,null,null,null,null,null,null,null,null,null,null,null,null,null,null,null,null,null,null,null,null,null,null,null,null,null,null,null,null,null,null,null,null,null,null,null,null,null,null,null,{"$f":"'9.2 Tidsdiff. - Setup'!$E$14","v":0.9}]
[null,null,null,null,null,null,null,null,null,null,null,null,null,null,null,null,null,null,null,null,null,null,null,null,null,null,null,null,null,null,null,null,null,null,null,null,null,null,null,null,null,null,{"$f":"'9.2 Tidsdiff. - Setup'!$E$14","v":0.9}]
[null,null,null,null,null,null,null,null,null,null,null,null,null,null,null,null,null,null,null,null,null,null,null,null,null,null,null,null,null,null,null,null,null,null,null,null,null,null,null,null,null,null,{"$f":"'9.2 Tidsdiff. - Setup'!$E$14","v":0.9}]
[null,null,null,null,null,null,null,null,null,null,null,null,null,null,null,null,null,null,null,null,null,null,null,null,null,null,null,null,null,null,null,null,null,null,null,null,null,null,null,null,null,null,{"$f":"'9.2 Tidsdiff. - Setup'!$E$14","v":0.9}]
[null,null,null,null,null,null,null,null,null,null,null,null,null,null,null,null,null,null,null,null,null,null,null,null,null,null,null,null,null,null,null,null,null,null,null,null,null,null,null,null,null,null,{"$f":"'9.2 Tidsdiff. - Setup'!$E$14","v":0.9}]
[null,null,null,null,null,null,null,null,null,null,null,null,null,null,null,null,null,null,null,null,null,null,null,null,null,null,null,null,null,null,null,null,null,null,null,null,null,null,null,null,null,null,{"$f":"'9.2 Tidsdiff. - Setup'!$E$14","v":0.9}]
[null,null,null,null,null,null,null,null,null,null,null,null,null,null,null,null,null,null,null,null,null,null,null,null,null,null,null,null,null,null,null,null,null,null,null,null,null,null,null,null,null,null,{"$f":"'9.2 Tidsdiff. - Setup'!$E$14","v":0.9}]
[null,null,null,null,null,null,null,null,null,null,null,null,null,null,null,null,null,null,null,null,null,null,null,null,null,null,null,null,null,null,null,null,null,null,null,null,null,null,null,null,null,null,{"$f":"'9.2 Tidsdiff. - Setup'!$E$14","v":0.9}]
[null,null,null,null,null,null,null,null,null,null,null,null,null,null,null,null,null,null,null,null,null,null,null,null,null,null,null,null,null,null,null,null,null,null,null,null,null,null,null,null,null,null,{"$f":"'9.2 Tidsdiff. - Setup'!$E$14","v":0.9}]
[null,null,null,null,null,null,null,null,null,null,null,null,null,null,null,null,null,null,null,null,null,null,null,null,null,null,null,null,null,null,null,null,null,null,null,null,null,null,null,null,null,null,{"$f":"'9.2 Tidsdiff. - Setup'!$E$14","v":0.9}]
[null,null,null,null,null,null,null,null,null,null,null,null,null,null,null,null,null,null,null,null,null,null,null,null,null,null,null,null,null,null,null,null,null,null,null,null,null,null,null,null,null,null,{"$f":"'9.2 Tidsdiff. - Setup'!$E$14","v":0.9}]
[null,null,null,null,null,null,null,null,null,null,null,null,null,null,null,null,null,null,null,null,null,null,null,null,null,null,null,null,null,null,null,null,null,null,null,null,null,null,null,null,null,null,{"$f":"'9.2 Tidsdiff. - Setup'!$E$14","v":0.9}]

{"sheet":"9.2 Tidsdiff. - Setup","index":32,"n_rows":8948,"n_cols":42,"rows_kept":4500,"cut":true,"hidden":false,"merged":[[131,26,131,28],[131,29,131,31],[29,38,29,39],[63,38,63,39],[97,38,97,39],[62,32,62,35],[130,20,130,25],[130,26,130,31],[130,32,130,35],[63,40,63,41],[29,40,29,41],[63,20,63,22],[63,23,63,25],[63,26,63,28],[63,29,63,31],[130,4,130,5],[130,8,130,9],[130,10,130,11],[130,14,130,15],[130,16,130,17],[131,20,131,22],[131,23,131,25],[95,2,95,3],[95,8,95,9],[95,14,95,15],[95,20,95,26],[96,20,96,21],[96,22,96,23],[96,24,97,26],[97,20,97,21],[97,22,97,23],[129,2,129,5],[129,8,129,11],[129,14,129,17],[129,20,129,35],[130,2,130,3],[62,2,62,3],[62,4,62,5],[62,8,62,9],[62,10,62,11],[62,14,62,15],[62,16,62,17],[29,23,29,25],[29,26,29,28],[29,29,29,31],[62,20,62,25],[62,26,62,31],[61,2,61,5],[61,8,61,11],[61,14,61,17],[61,20,61,35],[27,20,27,35],[28,2,28,3],[28,4,28,5],[28,8,28,9],[28,10,28,11],[28,14,28,15],[28,16,28,17],[28,20,28,25],[28,26,28,31],[28,32,28,35],[27,14,27,17],[29,20,29,22],[8,2,8,5],[8,6,8,9],[8,10,8,13],[27,2,27,5],[27,8,27,11]],"bounds":{"rows_first":2000,"rows_last":500,"rows_between":2000,"halvings":0}}
["Tidsdifferentiering - DE stamsata"]
[]
[]
[]
[]
[]
[]
[]
[null,"Tabel: T.9.2.1","0,4 kV",null,null,null,"10 kV",null,null,null,"50 kV",null,null,null,null,"Dansk Energi - definition af helligdage:"]
[null,"DE data","Lav","Høj","Spids","Max-belastning","Lav","Høj","Spids","Max-belastning","Lav","Høj","Spids","Max-belastning",null,"Helligdag","Erstattes i tabel 4.1.22 kolonne D med"]
[null,"%",null,0.65,0.9,null,null,{"$f":"D11","v":0.65},{"$f":"E11","v":0.9},null,null,{"$f":"D11","v":0.65},{"$f":"E11","v":0.9},null,null,"1. januar","Weekend"]
[null,"Grænseværdi",null,{"$f":"F12*D11","v":1928.183031496063},{"$f":"F12*E11","v":2669.7918897637796},{"$f":"MAX(I134:J157)","v":2966.4354330708661},null,{"$f":"J12*H11","v":3461.246929133858},{"$f":"J12*I11","v":4792.4957480314961},{"$f":"MAX(I66:L89)","v":5324.9952755905506},null,{"$f":"N12*L11","v":3461.246929133858},{"$f":"N12*M11","v":4792.4957480314961},{"$f":"MAX(I32:L55)","v":5324.9952755905506},null,"Skærtorsdag","Weekend"]
[null,null,null,"Normal","Spids","Max-belastning",null,null,null,null,null,null,null,null,null,"Langfredag","Weekend"]
[null,"%",null,null,0.9,null,null,null,null,null,null,null,null,null,null,"2. påskedag","Weekend"]
[null,"Grænseværdi",null,null,{"$f":"F15*E14","v":2667.1386885245911},{"$f":"MAX(I100:J123)","v":2963.4874316939899},null,null,null,null,null,null,null,null,null,"St. bededag","Weekend"]
[null,null,null,null,null,null,null,null,null,null,null,null,null,null,null,"Kristihimmelfartsdag","Weekend"]
[null,null,null,null,null,null,null,null,null,null,null,null,null,null,null,"2. pinsedag","Weekend"]
[null,null,null,null,null,null,null,null,null,null,null,null,null,null,null,"1. maj","Weekend"]
[null,null,null,null,null,null,null,null,null,null,null,null,null,null,null,"5. juni","Weekend"]
[null,null,null,null,null,null,null,null,null,null,null,null,null,null,null,"24. december","Weekend"]
[null,null,null,null,null,null,null,null,null,null,null,null,null,null,null,"25. december","Weekend"]
[null,null,null,null,null,null,null,null,null,null,null,null,null,null,null,"26. december","Weekend"]
[null,null,null,null,null,null,null,null,null,null,null,null,null,null,null,"31. december","Weekend"]
[null,null,null,null,null,null,null,null,null,null,null,null,null,null,null,"*Begrebet \"weekend\" defineres som både weekender og helligdage. "]
[null,"50 kV nettet - energiflow, lastperioder, standardiseret-døgnbelastningsprofil (3 lastperioder)"]
[]
[null,"Tabel: T.9.2.2",null,null,null,null,null,"Tabel: T.9.2.3",null,null,null,null,null,"Tabel: T.9.2.4",null,null,null,null,null,"Tabel: T.9.2.5",null,null,null,null,null,null,null,null,null,null,null,null,null,null,null,null,null,"Tabel: T.4.1.6"]
[null,"Energiflow","50 kV",null,null,null,null,"Gennemsnitsdøgn","50 kV",null,null,null,null,"DE - VALG","50 kV",null,null,null,null,null,"50 kV",null,null,null,null,null,null,null,null,null,null,null,null,null,null,null,null,"Valgt tidsdifferentiering"]
[null,"Periode","Vinter",null,"Sommer",null,null,"Periode","Vinter",null,"Sommer",null,null,null,"Vinter",null,"Sommer",null,null,null,"Vinter",null,null,null,null,null,"Sommer",null,null,null,null,null,"Samlet"]
[null,"Dag","Hverdag","Weekend","Hverdag","Weekend",null,"Dag","Hverdag","Weekend","Hverdag","Weekend",null,null,"Hverdag","Weekend","Hverdag","Weekend",null,null,"Hverdag",null,null,"Weekend",null,null,"Hverdag",null,null,"Weekend",null,null,null,null,null,null,null,null,"Hverdage",null,"Weekend* "]
[null,"Time",null,null,null,null,null,"Time ",null,null,null,null,null,"Time",null,null,null,null,null,"Time","Lav ","Høj","Spids","Lav ","Høj","Spids","Lav ","Høj","Spids","Lav ","Høj","Spids","Lav ","Høj","Spids","Total",null,"Time","Vinter","Sommer","Vinter","Sommer"]
[null,1,{"$f":"SUMIFS('9.2 Tidsdiff. - Setup'!$F$165:$F$8948,'9.2 Tidsdiff. - Setup'!$E$165:$E$8948,C$29,'9.2 Tidsdiff. - Setup'!$D$165:$D$8948,C$30,'9.2 Tidsdiff. - Setup'!$C$165:$C$8948,$B32)","v":415695.50000000006},{"$f":"SUMIFS('9.2 Tidsdiff. - Setup'!$F$165:$F$8948,'9.2 Tidsdiff. - Setup'!$E$165:$E$8948,C$29,'9.2 Tidsdiff. - Setup'!$D$165:$D$8948,D$30,'9.2 Tidsdiff. - Setup'!$C$165:$C$8948,$B32)","v":181381.80000000002},{"$f":"SUMIFS('9.2 Tidsdiff. - Setup'!$F$165:$F$8948,'9.2 Tidsdiff. - Setup'!$E$165:$E$8948,E$29,'9.2 Tidsdiff. - Setup'!$D$165:$D$8948,E$30,'9.2 Tidsdiff. - Setup'!$C$165:$C$8948,$B32)","v":358465.29999999993},{"$f":"SUMIFS('9.2 Tidsdiff. - Setup'!$F$165:$F$8948,'9.2 Tidsdiff. - Setup'!$E$165:$E$8948,E$29,'9.2 Tidsdiff. - Setup'!$D$165:$D$8948,F$30,'9.2 Tidsdiff. - Setup'!$C$165:$C$8948,$B32)","v":165949.80000000002},null,1,{"$f":"AVERAGEIFS('9.2 Tidsdiff. - Setup'!$F$165:$F$8948,'9.2 Tidsdiff. - Setup'!$C$165:$C$8948,$H32,'9.2 Tidsdiff. - Setup'!$D$165:$D$8948,I$30,'9.2 Tidsdiff. - Setup'!$E$165:$E$8948,I$29)","v":3273.1929133858271},{"$f":"AVERAGEIFS('9.2 Tidsdiff. - Setup'!$F$165:$F$8948,'9.2 Tidsdiff. - Setup'!$C$165:$C$8948,$H32,'9.2 Tidsdiff. - Setup'!$D$165:$D$8948,J$30,'9.2 Tidsdiff. - Setup'!$E$165:$E$8948,I$29)","v":3238.9607142857144},{"$f":"AVERAGEIFS('9.2 Tidsdiff. - Setup'!$F$165:$F$8948,'9.2 Tidsdiff. - Setup'!$C$165:$C$8948,$H32,'9.2 Tidsdiff. - Setup'!$D$165:$D$8948,K$30,'9.2 Tidsdiff. - Setup'!$E$165:$E$8948,K$29)","v":2890.8491935483867},{"$f":"AVERAGEIFS('9.2 Tidsdiff. - Setup'!$F$165:$F$8948,'9.2 Tidsdiff. - Setup'!$C$165:$C$8948,$H32,'9.2 Tidsdiff. - Setup'!$D$165:$D$8948,L$30,'9.2 Tidsdiff. - Setup'!$E$165:$E$8948,K$29)","v":2812.7084745762713},null,"0-1",3,3,3,3,null,"0-1",{"$f":"IF(O32=3,C32,\"\")","v":415695.50000000006},{"$f":"IF(O32=2,C32,\"\")","v":""},{"$f":"IF(O32=1,C32,\"\")","v":""},{"$f":"IF(P32=3,D32,\"\")","v":181381.80000000002},{"$f":"IF(P32=2,D32,\"\")","v":""},{"$f":"IF(P32=1,D32,\"\")","v":""},{"$f":"IF(Q32=3,E32,\"\")","v":358465.29999999993},{"$f":"IF(Q32=2,E32,\"\")","v":""},{"$f":"IF(Q32=1,E32,\"\")","v":""},{"$f":"IF(R32=3,F32,\"\")","v":165949.80000000002},{"$f":"IF(R32=2,F32,\"\")","v":""},{"$f":"IF(R32=1,F32,\"\")","v":""},{"$f":"SUM(U32,X32,AA32,AD32)","v":1121492.3999999999},{"$f":"SUM(V32,Y32,AB32,AE32)","v":0},0,{"$f":"SUM(AG32:AI32)","v":1121492.3999999999},null,"0-1",{"$f":"O32","v":3},{"$f":"Q32","v":3},{"$f":"P32","v":3},{"$f":"R32","v":3}]
[null,2,{"$f":"SUMIFS('9.2 Tidsdiff. - Setup'!$F$165:$F$8948,'9.2 Tidsdiff. - Setup'!$E$165:$E$8948,C$29,'9.2 Tidsdiff. - Setup'!$D$165:$D$8948,C$30,'9.2 Tidsdiff. - Setup'!$C$165:$C$8948,$B33)","v":398898.30000000022},{"$f":"SUMIFS('9.2 Tidsdiff. - Setup'!$F$165:$F$8948,'9.2 Tidsdiff. - Setup'!$E$165:$E$8948,C$29,'9.2 Tidsdiff. - Setup'!$D$165:$D$8948,D$30,'9.2 Tidsdiff. - Setup'!$C$165:$C$8948,$B33)","v":171922.09999999998},{"$f":"SUMIFS('9.2 Tidsdiff. - Setup'!$F$165:$F$8948,'9.2 Tidsdiff. - Setup'!$E$165:$E$8948,E$29,'9.2 Tidsdiff. - Setup'!$D$165:$D$8948,E$30,'9.2 Tidsdiff. - Setup'!$C$165:$C$8948,$B33)","v":341311.39999999991},{"$f":"SUMIFS('9.2 Tidsdiff. - Setup'!$F$165:$F$8948,'9.2 Tidsdiff. - Setup'!$E$165:$E$8948,E$29,'9.2 Tidsdiff. - Setup'!$D$165:$D$8948,F$30,'9.2 Tidsdiff. - Setup'!$C$165:$C$8948,$B33)","v":156355.5},null,2,{"$f":"AVERAGEIFS('9.2 Tidsdiff. - Setup'!$F$165:$F$8948,'9.2 Tidsdiff. - Setup'!$C$165:$C$8948,$H33,'9.2 Tidsdiff. - Setup'!$D$165:$D$8948,I$30,'9.2 Tidsdiff. - Setup'!$E$165:$E$8948,I$29)","v":3140.931496062994},{"$f":"AVERAGEIFS('9.2 Tidsdiff. - Setup'!$F$165:$F$8948,'9.2 Tidsdiff. - Setup'!$C$165:$C$8948,$H33,'9.2 Tidsdiff. - Setup'!$D$165:$D$8948,J$30,'9.2 Tidsdiff. - Setup'!$E$165:$E$8948,I$29)","v":3070.0374999999995},{"$f":"AVERAGEIFS('9.2 Tidsdiff. - Setup'!$F$165:$F$8948,'9.2 Tidsdiff. - Setup'!$C$165:$C$8948,$H33,'9.2 Tidsdiff. - Setup'!$D$165:$D$8948,K$30,'9.2 Tidsdiff. - Setup'!$E$165:$E$8948,K$29)","v":2752.51129032258},{"$f":"AVERAGEIFS('9.2 Tidsdiff. - Setup'!$F$165:$F$8948,'9.2 Tidsdiff. - Setup'!$C$165:$C$8948,$H33,'9.2 Tidsdiff. - Setup'!$D$165:$D$8948,L$30,'9.2 Tidsdiff. - Setup'!$E$165:$E$8948,K$29)","v":2650.093220338983},null,"1-2",3,3,3,3,null,"1-2",{"$f":"IF(O33=3,C33,\"\")","v":398898.30000000022},{"$f":"IF(O33=2,C33,\"\")","v":""},{"$f":"IF(O33=1,C33,\"\")","v":""},{"$f":"IF(P33=3,D33,\"\")","v":171922.09999999998},{"$f":"IF(P33=2,D33,\"\")","v":""},{"$f":"IF(P33=1,D33,\"\")","v":""},{"$f":"IF(Q33=3,E33,\"\")","v":341311.39999999991},{"$f":"IF(Q33=2,E33,\"\")","v":""},{"$f":"IF(Q33=1,E33,\"\")","v":""},{"$f":"IF(R33=3,F33,\"\")","v":156355.5},{"$f":"IF(R33=2,F33,\"\")","v":""},{"$f":"IF(R33=1,F33,\"\")","v":""},{"$f":"SUM(U33,X33,AA33,AD33)","v":1068487.3},0,0,{"$f":"SUM(AG33:AI33)","v":1068487.3},null,"1-2",{"$f":"O33","v":3},{"$f":"Q33","v":3},{"$f":"P33","v":3},{"$f":"R33","v":3}]
[null,3,{"$f":"SUMIFS('9.2 Tidsdiff. - Setup'!$F$165:$F$8948,'9.2 Tidsdiff. - Setup'!$E$165:$E$8948,C$29,'9.2 Tidsdiff. - Setup'!$D$165:$D$8948,C$30,'9.2 Tidsdiff. - Setup'!$C$165:$C$8948,$B34)","v":392235.6},{"$f":"SUMIFS('9.2 Tidsdiff. - Setup'!$F$165:$F$8948,'9.2 Tidsdiff. - Setup'!$E$165:$E$8948,C$29,'9.2 Tidsdiff. - Setup'!$D$165:$D$8948,D$30,'9.2 Tidsdiff. - Setup'!$C$165:$C$8948,$B34)","v":169933.90000000002},{"$f":"SUMIFS('9.2 Tidsdiff. - Setup'!$F$165:$F$8948,'9.2 Tidsdiff. - Setup'!$E$165:$E$8948,E$29,'9.2 Tidsdiff. - Setup'!$D$165:$D$8948,E$30,'9.2 Tidsdiff. - Setup'!$C$165:$C$8948,$B34)","v":334082.59999999992},{"$f":"SUMIFS('9.2 Tidsdiff. - Setup'!$F$165:$F$8948,'9.2 Tidsdiff. - Setup'!$E$165:$E$8948,E$29,'9.2 Tidsdiff. - Setup'!$D$165:$D$8948,F$30,'9.2 Tidsdiff. - Setup'!$C$165:$C$8948,$B34)","v":151368.90000000002},null,3,{"$f":"AVERAGEIFS('9.2 Tidsdiff. - Setup'!$F$165:$F$8948,'9.2 Tidsdiff. - Setup'!$C$165:$C$8948,$H34,'9.2 Tidsdiff. - Setup'!$D$165:$D$8948,I$30,'9.2 Tidsdiff. - Setup'!$E$165:$E$8948,I$29)","v":3088.4692913385825},{"$f":"AVERAGEIFS('9.2 Tidsdiff. - Setup'!$F$165:$F$8948,'9.2 Tidsdiff. - Setup'!$C$165:$C$8948,$H34,'9.2 Tidsdiff. - Setup'!$D$165:$D$8948,J$30,'9.2 Tidsdiff. - Setup'!$E$165:$E$8948,I$29)","v":3034.533928571429},{"$f":"AVERAGEIFS('9.2 Tidsdiff. - Setup'!$F$165:$F$8948,'9.2 Tidsdiff. - Setup'!$C$165:$C$8948,$H34,'9.2 Tidsdiff. - Setup'!$D$165:$D$8948,K$30,'9.2 Tidsdiff. - Setup'!$E$165:$E$8948,K$29)","v":2694.2145161290314},{"$f":"AVERAGEIFS('9.2 Tidsdiff. - Setup'!$F$165:$F$8948,'9.2 Tidsdiff. - Setup'!$C$165:$C$8948,$H34,'9.2 Tidsdiff. - Setup'!$D$165:$D$8948,L$30,'9.2 Tidsdiff. - Setup'!$E$165:$E$8948,K$29)","v":2565.5745762711867},null,"2-3",3,3,3,3,null,"2-3",392235.6,"","",169933.90000000002,"","",334082.59999999992,"","",151368.90000000002,"","",1047620.9999999999,0,0,1047620.9999999999,null,"2-3",3,3,3,3]
[null,4,{"$f":"SUMIFS('9.2 Tidsdiff. - Setup'!$F$165:$F$8948,'9.2 Tidsdiff. - Setup'!$E$165:$E$8948,C$29,'9.2 Tidsdiff. - Setup'!$D$165:$D$8948,C$30,'9.2 Tidsdiff. - Setup'!$C$165:$C$8948,$B35)","v":393774.99999999977},{"$f":"SUMIFS('9.2 Tidsdiff. - Setup'!$F$165:$F$8948,'9.2 Tidsdiff. - Setup'!$E$165:$E$8948,C$29,'9.2 Tidsdiff. - Setup'!$D$165:$D$8948,D$30,'9.2 Tidsdiff. - Setup'!$C$165:$C$8948,$B35)","v":165324.49999999997},{"$f":"SUMIFS('9.2 Tidsdiff. - Setup'!$F$165:$F$8948,'9.2 Tidsdiff. - Setup'!$E$165:$E$8948,E$29,'9.2 Tidsdiff. - Setup'!$D$165:$D$8948,E$30,'9.2 Tidsdiff. - Setup'!$C$165:$C$8948,$B35)","v":333791.40000000014},{"$f":"SUMIFS('9.2 Tidsdiff. - Setup'!$F$165:$F$8948,'9.2 Tidsdiff. - Setup'!$E$165:$E$8948,E$29,'9.2 Tidsdiff. - Setup'!$D$165:$D$8948,F$30,'9.2 Tidsdiff. - Setup'!$C$165:$C$8948,$B35)","v":149373.10000000003},null,4,{"$f":"AVERAGEIFS('9.2 Tidsdiff. - Setup'!$F$165:$F$8948,'9.2 Tidsdiff. - Setup'!$C$165:$C$8948,$H35,'9.2 Tidsdiff. - Setup'!$D$165:$D$8948,I$30,'9.2 Tidsdiff. - Setup'!$E$165:$E$8948,I$29)","v":3100.5905511811006},{"$f":"AVERAGEIFS('9.2 Tidsdiff. - Setup'!$F$165:$F$8948,'9.2 Tidsdiff. - Setup'!$C$165:$C$8948,$H35,'9.2 Tidsdiff. - Setup'!$D$165:$D$8948,J$30,'9.2 Tidsdiff. - Setup'!$E$165:$E$8948,I$29)","v":2952.2232142857138},{"$f":"AVERAGEIFS('9.2 Tidsdiff. - Setup'!$F$165:$F$8948,'9.2 Tidsdiff. - Setup'!$C$165:$C$8948,$H35,'9.2 Tidsdiff. - Setup'!$D$165:$D$8948,K$30,'9.2 Tidsdiff. - Setup'!$E$165:$E$8948,K$29)","v":2691.8661290322593},{"$f":"AVERAGEIFS('9.2 Tidsdiff. - Setup'!$F$165:$F$8948,'9.2 Tidsdiff. - Setup'!$C$165:$C$8948,$H35,'9.2 Tidsdiff. - Setup'!$D$165:$D$8948,L$30,'9.2 Tidsdiff. - Setup'!$E$165:$E$8948,K$29)","v":2531.7474576271193},null,"3-4",3,3,3,3,null,"3-4",393774.99999999977,"","",165324.49999999997,"","",333791.40000000014,"","",149373.10000000003,"","",1042264,0,0,1042264,null,"3-4",3,3,3,3]
[null,5,{"$f":"SUMIFS('9.2 Tidsdiff. - Setup'!$F$165:$F$8948,'9.2 Tidsdiff. - Setup'!$E$165:$E$8948,C$29,'9.2 Tidsdiff. - Setup'!$D$165:$D$8948,C$30,'9.2 Tidsdiff. - Setup'!$C$165:$C$8948,$B36)","v":403866.00000000006},{"$f":"SUMIFS('9.2 Tidsdiff. - Setup'!$F$165:$F$8948,'9.2 Tidsdiff. - Setup'!$E$165:$E$8948,C$29,'9.2 Tidsdiff. - Setup'!$D$165:$D$8948,D$30,'9.2 Tidsdiff. - Setup'!$C$165:$C$8948,$B36)","v":165570.69999999998},{"$f":"SUMIFS('9.2 Tidsdiff. - Setup'!$F$165:$F$8948,'9.2 Tidsdiff. - Setup'!$E$165:$E$8948,E$29,'9.2 Tidsdiff. - Setup'!$D$165:$D$8948,E$30,'9.2 Tidsdiff. - Setup'!$C$165:$C$8948,$B36)","v":338278.29999999987},{"$f":"SUMIFS('9.2 Tidsdiff. - Setup'!$F$165:$F$8948,'9.2 Tidsdiff. - Setup'!$E$165:$E$8948,E$29,'9.2 Tidsdiff. - Setup'!$D$165:$D$8948,F$30,'9.2 Tidsdiff. - Setup'!$C$165:$C$8948,$B36)","v":148346.50000000009},null,5,{"$f":"AVERAGEIFS('9.2 Tidsdiff. - Setup'!$F$165:$F$8948,'9.2 Tidsdiff. - Setup'!$C$165:$C$8948,$H36,'9.2 Tidsdiff. - Setup'!$D$165:$D$8948,I$30,'9.2 Tidsdiff. - Setup'!$E$165:$E$8948,I$29)","v":3180.0472440944886},{"$f":"AVERAGEIFS('9.2 Tidsdiff. - Setup'!$F$165:$F$8948,'9.2 Tidsdiff. - Setup'!$C$165:$C$8948,$H36,'9.2 Tidsdiff. - Setup'!$D$165:$D$8948,J$30,'9.2 Tidsdiff. - Setup'!$E$165:$E$8948,I$29)","v":2956.6196428571425},{"$f":"AVERAGEIFS('9.2 Tidsdiff. - Setup'!$F$165:$F$8948,'9.2 Tidsdiff. - Setup'!$C$165:$C$8948,$H36,'9.2 Tidsdiff. - Setup'!$D$165:$D$8948,K$30,'9.2 Tidsdiff. - Setup'!$E$165:$E$8948,K$29)","v":2728.0508064516121},{"$f":"AVERAGEIFS('9.2 Tidsdiff. - Setup'!$F$165:$F$8948,'9.2 Tidsdiff. - Setup'!$C$165:$C$8948,$H36,'9.2 Tidsdiff. - Setup'!$D$165:$D$8948,L$30,'9.2 Tidsdiff. - Setup'!$E$165:$E$8948,K$29)","v":2514.3474576271201},null,"4-5",3,3,3,3,null,"4-5",403866.00000000006,"","",165570.69999999998,"","",338278.29999999987,"","",148346.50000000009,"","",1056061.5,0,0,1056061.5,null,"4-5",3,3,3,3]
[null,6,{"$f":"SUMIFS('9.2 Tidsdiff. - Setup'!$F$165:$F$8948,'9.2 Tidsdiff. - Setup'!$E$165:$E$8948,C$29,'9.2 Tidsdiff. - Setup'!$D$165:$D$8948,C$30,'9.2 Tidsdiff. - Setup'!$C$165:$C$8948,$B37)","v":439073.10000000009},{"$f":"SUMIFS('9.2 Tidsdiff. - Setup'!$F$165:$F$8948,'9.2 Tidsdiff. - Setup'!$E$165:$E$8948,C$29,'9.2 Tidsdiff. - Setup'!$D$165:$D$8948,D$30,'9.2 Tidsdiff. - Setup'!$C$165:$C$8948,$B37)","v":169854.7},{"$f":"SUMIFS('9.2 Tidsdiff. - Setup'!$F$165:$F$8948,'9.2 Tidsdiff. - Setup'!$E$165:$E$8948,E$29,'9.2 Tidsdiff. - Setup'!$D$165:$D$8948,E$30,'9.2 Tidsdiff. - Setup'!$C$165:$C$8948,$B37)","v":360326.30000000022},{"$f":"SUMIFS('9.2 Tidsdiff. - Setup'!$F$165:$F$8948,'9.2 Tidsdiff. - Setup'!$E$165:$E$8948,E$29,'9.2 Tidsdiff. - Setup'!$D$165:$D$8948,F$30,'9.2 Tidsdiff. - Setup'!$C$165:$C$8948,$B37)","v":149063.59999999998},null,6,{"$f":"AVERAGEIFS('9.2 Tidsdiff. - Setup'!$F$165:$F$8948,'9.2 Tidsdiff. - Setup'!$C$165:$C$8948,$H37,'9.2 Tidsdiff. - Setup'!$D$165:$D$8948,I$30,'9.2 Tidsdiff. - Setup'!$E$165:$E$8948,I$29)","v":3457.2685039370085},{"$f":"AVERAGEIFS('9.2 Tidsdiff. - Setup'!$F$165:$F$8948,'9.2 Tidsdiff. - Setup'!$C$165:$C$8948,$H37,'9.2 Tidsdiff. - Setup'!$D$165:$D$8948,J$30,'9.2 Tidsdiff. - Setup'!$E$165:$E$8948,I$29)","v":3033.1196428571429},{"$f":"AVERAGEIFS('9.2 Tidsdiff. - Setup'!$F$165:$F$8948,'9.2 Tidsdiff. - Setup'!$C$165:$C$8948,$H37,'9.2 Tidsdiff. - Setup'!$D$165:$D$8948,K$30,'9.2 Tidsdiff. - Setup'!$E$165:$E$8948,K$29)","v":2905.8572580645177},{"$f":"AVERAGEIFS('9.2 Tidsdiff. - Setup'!$F$165:$F$8948,'9.2 Tidsdiff. - Setup'!$C$165:$C$8948,$H37,'9.2 Tidsdiff. - Setup'!$D$165:$D$8948,L$30,'9.2 Tidsdiff. - Setup'!$E$165:$E$8948,K$29)","v":2526.5016949152537},null,"5-6",3,3,3,3,null,"5-6",439073.10000000009,"","",169854.7,"","",360326.30000000022,"","",149063.59999999998,"","",1118317.7000000002,0,0,1118317.7000000002,null,"5-6",3,3,3,3]
[null,7,{"$f":"SUMIFS('9.2 Tidsdiff. - Setup'!$F$165:$F$8948,'9.2 Tidsdiff. - Setup'!$E$165:$E$8948,C$29,'9.2 Tidsdiff. - Setup'!$D$165:$D$8948,C$30,'9.2 Tidsdiff. - Setup'!$C$165:$C$8948,$B38)","v":530391.30000000005},{"$f":"SUMIFS('9.2 Tidsdiff. - Setup'!$F$165:$F$8948,'9.2 Tidsdiff. - Setup'!$E$165:$E$8948,C$29,'9.2 Tidsdiff. - Setup'!$D$165:$D$8948,D$30,'9.2 Tidsdiff. - Setup'!$C$165:$C$8948,$B38)","v":180035.7},{"$f":"SUMIFS('9.2 Tidsdiff. - Setup'!$F$165:$F$8948,'9.2 Tidsdiff. - Setup'!$E$165:$E$8948,E$29,'9.2 Tidsdiff. - Setup'!$D$165:$D$8948,E$30,'9.2 Tidsdiff. - Setup'!$C$165:$C$8948,$B38)","v":425813.50000000012},{"$f":"SUMIFS('9.2 Tidsdiff. - Setup'!$F$165:$F$8948,'9.2 Tidsdiff. - Setup'!$E$165:$E$8948,E$29,'9.2 Tidsdiff. - Setup'!$D$165:$D$8948,F$30,'9.2 Tidsdiff. - Setup'!$C$165:$C$8948,$B38)","v":155777.4},null,7,{"$f":"AVERAGEIFS('9.2 Tidsdiff. - Setup'!$F$165:$F$8948,'9.2 Tidsdiff. - Setup'!$C$165:$C$8948,$H38,'9.2 Tidsdiff. - Setup'!$D$165:$D$8948,I$30,'9.2 Tidsdiff. - Setup'!$E$165:$E$8948,I$29)","v":4176.3094488188981},{"$f":"AVERAGEIFS('9.2 Tidsdiff. - Setup'!$F$165:$F$8948,'9.2 Tidsdiff. - Setup'!$C$165:$C$8948,$H38,'9.2 Tidsdiff. - Setup'!$D$165:$D$8948,J$30,'9.2 Tidsdiff. - Setup'!$E$165:$E$8948,I$29)","v":3214.9232142857145},{"$f":"AVERAGEIFS('9.2 Tidsdiff. - Setup'!$F$165:$F$8948,'9.2 Tidsdiff. - Setup'!$C$165:$C$8948,$H38,'9.2 Tidsdiff. - Setup'!$D$165:$D$8948,K$30,'9.2 Tidsdiff. - Setup'!$E$165:$E$8948,K$29)","v":3433.9798387096785},{"$f":"AVERAGEIFS('9.2 Tidsdiff. - Setup'!$F$165:$F$8948,'9.2 Tidsdiff. - Setup'!$C$165:$C$8948,$H38,'9.2 Tidsdiff. - Setup'!$D$165:$D$8948,L$30,'9.2 Tidsdiff. - Setup'!$E$165:$E$8948,K$29)","v":2640.2949152542374},null,"6-7",2,3,3,3,null,"6-7","",530391.30000000005,"",180035.7,"","",425813.50000000012,"","",155777.4,"","",761626.60000000021,530391.30000000005,0,1292017.9000000004,null,"6-7",2,3,3,3]
[null,8,{"$f":"SUMIFS('9.2 Tidsdiff. - Setup'!$F$165:$F$8948,'9.2 Tidsdiff. - Setup'!$E$165:$E$8948,C$29,'9.2 Tidsdiff. - Setup'!$D$165:$D$8948,C$30,'9.2 Tidsdiff. - Setup'!$C$165:$C$8948,$B39)","v":627914.9},{"$f":"SUMIFS('9.2 Tidsdiff. - Setup'!$F$165:$F$8948,'9.2 Tidsdiff. - Setup'!$E$165:$E$8948,C$29,'9.2 Tidsdiff. - Setup'!$D$165:$D$8948,D$30,'9.2 Tidsdiff. - Setup'!$C$165:$C$8948,$B39)","v":196194.70000000004},{"$f":"SUMIFS('9.2 Tidsdiff. - Setup'!$F$165:$F$8948,'9.2 Tidsdiff. - Setup'!$E$165:$E$8948,E$29,'9.2 Tidsdiff. - Setup'!$D$165:$D$8948,E$30,'9.2 Tidsdiff. - Setup'!$C$165:$C$8948,$B39)","v":502934.99999999983},{"$f":"SUMIFS('9.2 Tidsdiff. - Setup'!$F$165:$F$8948,'9.2 Tidsdiff. - Setup'!$E$165:$E$8948,E$29,'9.2 Tidsdiff. - Setup'!$D$165:$D$8948,F$30,'9.2 Tidsdiff. - Setup'!$C$165:$C$8948,$B39)","v":171342.89999999997},null,8,{"$f":"AVERAGEIFS('9.2 Tidsdiff. - Setup'!$F$165:$F$8948,'9.2 Tidsdiff. - Setup'!$C$165:$C$8948,$H39,'9.2 Tidsdiff. - Setup'!$D$165:$D$8948,I$30,'9.2 Tidsdiff. - Setup'!$E$165:$E$8948,I$29)","v":4944.2118110236224},{"$f":"AVERAGEIFS('9.2 Tidsdiff. - Setup'!$F$165:$F$8948,'9.2 Tidsdiff. - Setup'!$C$165:$C$8948,$H39,'9.2 Tidsdiff. - Setup'!$D$165:$D$8948,J$30,'9.2 Tidsdiff. - Setup'!$E$165:$E$8948,I$29)","v":3503.4767857142865},{"$f":"AVERAGEIFS('9.2 Tidsdiff. - Setup'!$F$165:$F$8948,'9.2 Tidsdiff. - Setup'!$C$165:$C$8948,$H39,'9.2 Tidsdiff. - Setup'!$D$165:$D$8948,K$30,'9.2 Tidsdiff. - Setup'!$E$165:$E$8948,K$29)","v":4055.9274193548372},{"$f":"AVERAGEIFS('9.2 Tidsdiff. - Setup'!$F$165:$F$8948,'9.2 Tidsdiff. - Setup'!$C$165:$C$8948,$H39,'9.2 Tidsdiff. - Setup'!$D$165:$D$8948,L$30,'9.2 Tidsdiff. - Setup'!$E$165:$E$8948,K$29)","v":2904.1169491525416},null,"7-8",1,3,2,3,null,"7-8","","",627914.9,196194.70000000004,"","","",502934.99999999983,"",171342.89999999997,"","",367537.6,502934.99999999983,627914.9,1498387.5,null,"7-8",1,2,3,3]
[null,9,{"$f":"SUMIFS('9.2 Tidsdiff. - Setup'!$F$165:$F$8948,'9.2 Tidsdiff. - Setup'!$E$165:$E$8948,C$29,'9.2 Tidsdiff. - Setup'!$D$165:$D$8948,C$30,'9.2 Tidsdiff. - Setup'!$C$165:$C$8948,$B40)","v":655702.99999999977},{"$f":"SUMIFS('9.2 Tidsdiff. - Setup'!$F$165:$F$8948,'9.2 Tidsdiff. - Setup'!$E$165:$E$8948,C$29,'9.2 Tidsdiff. - Setup'!$D$165:$D$8948,D$30,'9.2 Tidsdiff. - Setup'!$C$165:$C$8948,$B40)","v":213839.10000000006},{"$f":"SUMIFS('9.2 Tidsdiff. - Setup'!$F$165:$F$8948,'9.2 Tidsdiff. - Setup'!$E$165:$E$8948,E$29,'9.2 Tidsdiff. - Setup'!$D$165:$D$8948,E$30,'9.2 Tidsdiff. - Setup'!$C$165:$C$8948,$B40)","v":540840.50000000012},{"$f":"SUMIFS('9.2 Tidsdiff. - Setup'!$F$165:$F$8948,'9.2 Tidsdiff. - Setup'!$E$165:$E$8948,E$29,'9.2 Tidsdiff. - Setup'!$D$165:$D$8948,F$30,'9.2 Tidsdiff. - Setup'!$C$165:$C$8948,$B40)","v":190463.80000000005},null,9,{"$f":"AVERAGEIFS('9.2 Tidsdiff. - Setup'!$F$165:$F$8948,'9.2 Tidsdiff. - Setup'!$C$165:$C$8948,$H40,'9.2 Tidsdiff. - Setup'!$D$165:$D$8948,I$30,'9.2 Tidsdiff. - Setup'!$E$165:$E$8948,I$29)","v":5163.0157480314938},{"$f":"AVERAGEIFS('9.2 Tidsdiff. - Setup'!$F$165:$F$8948,'9.2 Tidsdiff. - Setup'!$C$165:$C$8948,$H40,'9.2 Tidsdiff. - Setup'!$D$165:$D$8948,J$30,'9.2 Tidsdiff. - Setup'!$E$165:$E$8948,I$29)","v":3818.5553571428582},{"$f":"AVERAGEIFS('9.2 Tidsdiff. - Setup'!$F$165:$F$8948,'9.2 Tidsdiff. - Setup'!$C$165:$C$8948,$H40,'9.2 Tidsdiff. - Setup'!$D$165:$D$8948,K$30,'9.2 Tidsdiff. - Setup'!$E$165:$E$8948,K$29)","v":4361.6169354838721},{"$f":"AVERAGEIFS('9.2 Tidsdiff. - Setup'!$F$165:$F$8948,'9.2 Tidsdiff. - Setup'!$C$165:$C$8948,$H40,'9.2 Tidsdiff. - Setup'!$D$165:$D$8948,L$30,'9.2 Tidsdiff. - Setup'!$E$165:$E$8948,K$29)","v":3228.2000000000007},null,"8-9",1,3,2,3,null,"8-9","","",655702.99999999977,213839.10000000006,"","","",540840.50000000012,"",190463.80000000005,"","",404302.90000000014,540840.50000000012,655702.99999999977,1600846.4,null,"8-9",1,2,3,3]
[null,10,{"$f":"SUMIFS('9.2 Tidsdiff. - Setup'!$F$165:$F$8948,'9.2 Tidsdiff. - Setup'!$E$165:$E$8948,C$29,'9.2 Tidsdiff. - Setup'!$D$165:$D$8948,C$30,'9.2 Tidsdiff. - Setup'!$C$165:$C$8948,$B41)","v":655556.90000000014},{"$f":"SUMIFS('9.2 Tidsdiff. - Setup'!$F$165:$F$8948,'9.2 Tidsdiff. - Setup'!$E$165:$E$8948,C$29,'9.2 Tidsdiff. - Setup'!$D$165:$D$8948,D$30,'9.2 Tidsdiff. - Setup'!$C$165:$C$8948,$B41)","v":226298.39999999997},{"$f":"SUMIFS('9.2 Tidsdiff. - Setup'!$F$165:$F$8948,'9.2 Tidsdiff. - Setup'!$E$165:$E$8948,E$29,'9.2 Tidsdiff. - Setup'!$D$165:$D$8948,E$30,'9.2 Tidsdiff. - Setup'!$C$165:$C$8948,$B41)","v":552672.10000000033},{"$f":"SUMIFS('9.2 Tidsdiff. - Setup'!$F$165:$F$8948,'9.2 Tidsdiff. - Setup'!$E$165:$E$8948,E$29,'9.2 Tidsdiff. - Setup'!$D$165:$D$8948,F$30,'9.2 Tidsdiff. - Setup'!$C$165:$C$8948,$B41)","v":203221.80000000002},null,10,{"$f":"AVERAGEIFS('9.2 Tidsdiff. - Setup'!$F$165:$F$8948,'9.2 Tidsdiff. - Setup'!$C$165:$C$8948,$H41,'9.2 Tidsdiff. - Setup'!$D$165:$D$8948,I$30,'9.2 Tidsdiff. - Setup'!$E$165:$E$8948,I$29)","v":5161.86535433071},{"$f":"AVERAGEIFS('9.2 Tidsdiff. - Setup'!$F$165:$F$8948,'9.2 Tidsdiff. - Setup'!$C$165:$C$8948,$H41,'9.2 Tidsdiff. - Setup'!$D$165:$D$8948,J$30,'9.2 Tidsdiff. - Setup'!$E$165:$E$8948,I$29)","v":4041.0428571428565},{"$f":"AVERAGEIFS('9.2 Tidsdiff. - Setup'!$F$165:$F$8948,'9.2 Tidsdiff. - Setup'!$C$165:$C$8948,$H41,'9.2 Tidsdiff. - Setup'!$D$165:$D$8948,K$30,'9.2 Tidsdiff. - Setup'!$E$165:$E$8948,K$29)","v":4457.0330645161321},{"$f":"AVERAGEIFS('9.2 Tidsdiff. - Setup'!$F$165:$F$8948,'9.2 Tidsdiff. - Setup'!$C$165:$C$8948,$H41,'9.2 Tidsdiff. - Setup'!$D$165:$D$8948,L$30,'9.2 Tidsdiff. - Setup'!$E$165:$E$8948,K$29)","v":3444.4372881355935},null,"9-10",1,3,2,3,null,"9-10","","",655556.90000000014,226298.39999999997,"","","",552672.10000000033,"",203221.80000000002,"","",429520.19999999995,552672.10000000033,655556.90000000014,1637749.2000000004,null,"9-10",1,2,3,3]
[null,11,{"$f":"SUMIFS('9.2 Tidsdiff. - Setup'!$F$165:$F$8948,'9.2 Tidsdiff. - Setup'!$E$165:$E$8948,C$29,'9.2 Tidsdiff. - Setup'!$D$165:$D$8948,C$30,'9.2 Tidsdiff. - Setup'!$C$165:$C$8948,$B42)","v":660921.40000000026},{"$f":"SUMIFS('9.2 Tidsdiff. - Setup'!$F$165:$F$8948,'9.2 Tidsdiff. - Setup'!$E$165:$E$8948,C$29,'9.2 Tidsdiff. - Setup'!$D$165:$D$8948,D$30,'9.2 Tidsdiff. - Setup'!$C$165:$C$8948,$B42)","v":232211.10000000003},{"$f":"SUMIFS('9.2 Tidsdiff. - Setup'!$F$165:$F$8948,'9.2 Tidsdiff. - Setup'!$E$165:$E$8948,E$29,'9.2 Tidsdiff. - Setup'!$D$165:$D$8948,E$30,'9.2 Tidsdiff. - Setup'!$C$165:$C$8948,$B42)","v":564038.49999999988},{"$f":"SUMIFS('9.2 Tidsdiff. - Setup'!$F$165:$F$8948,'9.2 Tidsdiff. - Setup'!$E$165:$E$8948,E$29,'9.2 Tidsdiff. - Setup'!$D$165:$D$8948,F$30,'9.2 Tidsdiff. - Setup'!$C$165:$C$8948,$B42)","v":209066.99999999997},null,11,{"$f":"AVERAGEIFS('9.2 Tidsdiff. - Setup'!$F$165:$F$8948,'9.2 Tidsdiff. - Setup'!$C$165:$C$8948,$H42,'9.2 Tidsdiff. - Setup'!$D$165:$D$8948,I$30,'9.2 Tidsdiff. - Setup'!$E$165:$E$8948,I$29)","v":5204.1055118110253},{"$f":"AVERAGEIFS('9.2 Tidsdiff. - Setup'!$F$165:$F$8948,'9.2 Tidsdiff. - Setup'!$C$165:$C$8948,$H42,'9.2 Tidsdiff. - Setup'!$D$165:$D$8948,J$30,'9.2 Tidsdiff. - Setup'!$E$165:$E$8948,I$29)","v":4146.6267857142866},{"$f":"AVERAGEIFS('9.2 Tidsdiff. - Setup'!$F$165:$F$8948,'9.2 Tidsdiff. - Setup'!$C$165:$C$8948,$H42,'9.2 Tidsdiff. - Setup'!$D$165:$D$8948,K$30,'9.2 Tidsdiff. - Setup'!$E$165:$E$8948,K$29)","v":4548.6975806451601},{"$f":"AVERAGEIFS('9.2 Tidsdiff. - Setup'!$F$165:$F$8948,'9.2 Tidsdiff. - Setup'!$C$165:$C$8948,$H42,'9.2 Tidsdiff. - Setup'!$D$165:$D$8948,L$30,'9.2 Tidsdiff. - Setup'!$E$165:$E$8948,K$29)","v":3543.5084745762706},null,"10-11",1,3,2,3,null,"10-11","","",660921.40000000026,232211.10000000003,"","","",564038.49999999988,"",209066.99999999997,"","",441278.1,564038.49999999988,660921.40000000026,1666238,null,"10-11",1,2,3,3]
[null,12,{"$f":"SUMIFS('9.2 Tidsdiff. - Setup'!$F$165:$F$8948,'9.2 Tidsdiff. - Setup'!$E$165:$E$8948,C$29,'9.2 Tidsdiff. - Setup'!$D$165:$D$8948,C$30,'9.2 Tidsdiff. - Setup'!$C$165:$C$8948,$B43)","v":653565.10000000033},{"$f":"SUMIFS('9.2 Tidsdiff. - Setup'!$F$165:$F$8948,'9.2 Tidsdiff. - Setup'!$E$165:$E$8948,C$29,'9.2 Tidsdiff. - Setup'!$D$165:$D$8948,D$30,'9.2 Tidsdiff. - Setup'!$C$165:$C$8948,$B43)","v":232741.50000000003},{"$f":"SUMIFS('9.2 Tidsdiff. - Setup'!$F$165:$F$8948,'9.2 Tidsdiff. - Setup'!$E$165:$E$8948,E$29,'9.2 Tidsdiff. - Setup'!$D$165:$D$8948,E$30,'9.2 Tidsdiff. - Setup'!$C$165:$C$8948,$B43)","v":561335.90000000026},{"$f":"SUMIFS('9.2 Tidsdiff. - Setup'!$F$165:$F$8948,'9.2 Tidsdiff. - Setup'!$E$165:$E$8948,E$29,'9.2 Tidsdiff. - Setup'!$D$165:$D$8948,F$30,'9.2 Tidsdiff. - Setup'!$C$165:$C$8948,$B43)","v":209432.10000000003},null,12,{"$f":"AVERAGEIFS('9.2 Tidsdiff. - Setup'!$F$165:$F$8948,'9.2 Tidsdiff. - Setup'!$C$165:$C$8948,$H43,'9.2 Tidsdiff. - Setup'!$D$165:$D$8948,I$30,'9.2 Tidsdiff. - Setup'!$E$165:$E$8948,I$29)","v":5146.1818897637822},{"$f":"AVERAGEIFS('9.2 Tidsdiff. - Setup'!$F$165:$F$8948,'9.2 Tidsdiff. - Setup'!$C$165:$C$8948,$H43,'9.2 Tidsdiff. - Setup'!$D$165:$D$8948,J$30,'9.2 Tidsdiff. - Setup'!$E$165:$E$8948,I$29)","v":4156.0982142857147},{"$f":"AVERAGEIFS('9.2 Tidsdiff. - Setup'!$F$165:$F$8948,'9.2 Tidsdiff. - Setup'!$C$165:$C$8948,$H43,'9.2 Tidsdiff. - Setup'!$D$165:$D$8948,K$30,'9.2 Tidsdiff. - Setup'!$E$165:$E$8948,K$29)","v":4526.9024193548412},{"$f":"AVERAGEIFS('9.2 Tidsdiff. - Setup'!$F$165:$F$8948,'9.2 Tidsdiff. - Setup'!$C$165:$C$8948,$H43,'9.2 Tidsdiff. - Setup'!$D$165:$D$8948,L$30,'9.2 Tidsdiff. - Setup'!$E$165:$E$8948,K$29)","v":3549.696610169492},null,"11-12",1,3,2,3,null,"11-12","","",653565.10000000033,232741.50000000003,"","","",561335.90000000026,"",209432.10000000003,"","",442173.60000000009,561335.90000000026,653565.10000000033,1657074.6000000006,null,"11-12",1,2,3,3]
[null,13,{"$f":"SUMIFS('9.2 Tidsdiff. - Setup'!$F$165:$F$8948,'9.2 Tidsdiff. - Setup'!$E$165:$E$8948,C$29,'9.2 Tidsdiff. - Setup'!$D$165:$D$8948,C$30,'9.2 Tidsdiff. - Setup'!$C$165:$C$8948,$B44)","v":637675.99999999977},{"$f":"SUMIFS('9.2 Tidsdiff. - Setup'!$F$165:$F$8948,'9.2 Tidsdiff. - Setup'!$E$165:$E$8948,C$29,'9.2 Tidsdiff. - Setup'!$D$165:$D$8948,D$30,'9.2 Tidsdiff. - Setup'!$C$165:$C$8948,$B44)","v":229325.6},{"$f":"SUMIFS('9.2 Tidsdiff. - Setup'!$F$165:$F$8948,'9.2 Tidsdiff. - Setup'!$E$165:$E$8948,E$29,'9.2 Tidsdiff. - Setup'!$D$165:$D$8948,E$30,'9.2 Tidsdiff. - Setup'!$C$165:$C$8948,$B44)","v":549805.6},{"$f":"SUMIFS('9.2 Tidsdiff. - Setup'!$F$165:$F$8948,'9.2 Tidsdiff. - Setup'!$E$165:$E$8948,E$29,'9.2 Tidsdiff. - Setup'!$D$165:$D$8948,F$30,'9.2 Tidsdiff. - Setup'!$C$165:$C$8948,$B44)","v":206474.4},null,13,{"$f":"AVERAGEIFS('9.2 Tidsdiff. - Setup'!$F$165:$F$8948,'9.2 Tidsdiff. - Setup'!$C$165:$C$8948,$H44,'9.2 Tidsdiff. - Setup'!$D$165:$D$8948,I$30,'9.2 Tidsdiff. - Setup'!$E$165:$E$8948,I$29)","v":5021.0708661417302},{"$f":"AVERAGEIFS('9.2 Tidsdiff. - Setup'!$F$165:$F$8948,'9.2 Tidsdiff. - Setup'!$C$165:$C$8948,$H44,'9.2 Tidsdiff. - Setup'!$D$165:$D$8948,J$30,'9.2 Tidsdiff. - Setup'!$E$165:$E$8948,I$29)","v":4095.1},{"$f":"AVERAGEIFS('9.2 Tidsdiff. - Setup'!$F$165:$F$8948,'9.2 Tidsdiff. - Setup'!$C$165:$C$8948,$H44,'9.2 Tidsdiff. - Setup'!$D$165:$D$8948,K$30,'9.2 Tidsdiff. - Setup'!$E$165:$E$8948,K$29)","v":4433.9161290322581},{"$f":"AVERAGEIFS('9.2 Tidsdiff. - Setup'!$F$165:$F$8948,'9.2 Tidsdiff. - Setup'!$C$165:$C$8948,$H44,'9.2 Tidsdiff. - Setup'!$D$165:$D$8948,L$30,'9.2 Tidsdiff. - Setup'!$E$165:$E$8948,K$29)","v":3499.5661016949152},null,"12-13",1,3,2,3,null,"12-13","","",637675.99999999977,229325.6,"","","",549805.6,"",206474.4,"","",435800,549805.6,637675.99999999977,1623281.5999999996,null,"12-13",1,2,3,3]
[null,14,{"$f":"SUMIFS('9.2 Tidsdiff. - Setup'!$F$165:$F$8948,'9.2 Tidsdiff. - Setup'!$E$165:$E$8948,C$29,'9.2 Tidsdiff. - Setup'!$D$165:$D$8948,C$30,'9.2 Tidsdiff. - Setup'!$C$165:$C$8948,$B45)","v":634668.09999999986},{"$f":"SUMIFS('9.2 Tidsdiff. - Setup'!$F$165:$F$8948,'9.2 Tidsdiff. - Setup'!$E$165:$E$8948,C$29,'9.2 Tidsdiff. - Setup'!$D$165:$D$8948,D$30,'9.2 Tidsdiff. - Setup'!$C$165:$C$8948,$B45)","v":225864.2},{"$f":"SUMIFS('9.2 Tidsdiff. - Setup'!$F$165:$F$8948,'9.2 Tidsdiff. - Setup'!$E$165:$E$8948,E$29,'9.2 Tidsdiff. - Setup'!$D$165:$D$8948,E$30,'9.2 Tidsdiff. - Setup'!$C$165:$C$8948,$B45)","v":547578.80000000005},{"$f":"SUMIFS('9.2 Tidsdiff. - Setup'!$F$165:$F$8948,'9.2 Tidsdiff. - Setup'!$E$165:$E$8948,E$29,'9.2 Tidsdiff. - Setup'!$D$165:$D$8948,F$30,'9.2 Tidsdiff. - Setup'!$C$165:$C$8948,$B45)","v":203057.29999999993},null,14,{"$f":"AVERAGEIFS('9.2 Tidsdiff. - Setup'!$F$165:$F$8948,'9.2 Tidsdiff. - Setup'!$C$165:$C$8948,$H45,'9.2 Tidsdiff. - Setup'!$D$165:$D$8948,I$30,'9.2 Tidsdiff. - Setup'!$E$165:$E$8948,I$29)","v":4997.3866141732269},{"$f":"AVERAGEIFS('9.2 Tidsdiff. - Setup'!$F$165:$F$8948,'9.2 Tidsdiff. - Setup'!$C$165:$C$8948,$H45,'9.2 Tidsdiff. - Setup'!$D$165:$D$8948,J$30,'9.2 Tidsdiff. - Setup'!$E$165:$E$8948,I$29)","v":4033.2892857142861},{"$f":"AVERAGEIFS('9.2 Tidsdiff. - Setup'!$F$165:$F$8948,'9.2 Tidsdiff. - Setup'!$C$165:$C$8948,$H45,'9.2 Tidsdiff. - Setup'!$D$165:$D$8948,K$30,'9.2 Tidsdiff. - Setup'!$E$165:$E$8948,K$29)","v":4415.9580645161295},{"$f":"AVERAGEIFS('9.2 Tidsdiff. - Setup'!$F$165:$F$8948,'9.2 Tidsdiff. - Setup'!$C$165:$C$8948,$H45,'9.2 Tidsdiff. - Setup'!$D$165:$D$8948,L$30,'9.2 Tidsdiff. - Setup'!$E$165:$E$8948,K$29)","v":3441.6491525423717},null,"13-14",1,3,2,3,null,"13-14","","",634668.09999999986,225864.2,"","","",547578.80000000005,"",203057.29999999993,"","",428921.49999999994,547578.80000000005,634668.09999999986,1611168.4,null,"13-14",1,2,3,3]
[null,15,{"$f":"SUMIFS('9.2 Tidsdiff. - Setup'!$F$165:$F$8948,'9.2 Tidsdiff. - Setup'!$E$165:$E$8948,C$29,'9.2 Tidsdiff. - Setup'!$D$165:$D$8948,C$30,'9.2 Tidsdiff. - Setup'!$C$165:$C$8948,$B46)","v":623073.59999999986},{"$f":"SUMIFS('9.2 Tidsdiff. - Setup'!$F$165:$F$8948,'9.2 Tidsdiff. - Setup'!$E$165:$E$8948,C$29,'9.2 Tidsdiff. - Setup'!$D$165:$D$8948,D$30,'9.2 Tidsdiff. - Setup'!$C$165:$C$8948,$B46)","v":224498.6},{"$f":"SUMIFS('9.2 Tidsdiff. - Setup'!$F$165:$F$8948,'9.2 Tidsdiff. - Setup'!$E$165:$E$8948,E$29,'9.2 Tidsdiff. - Setup'!$D$165:$D$8948,E$30,'9.2 Tidsdiff. - Setup'!$C$165:$C$8948,$B46)","v":534716.40000000014},{"$f":"SUMIFS('9.2 Tidsdiff. - Setup'!$F$165:$F$8948,'9.2 Tidsdiff. - Setup'!$E$165:$E$8948,E$29,'9.2 Tidsdiff. - Setup'!$D$165:$D$8948,F$30,'9.2 Tidsdiff. - Setup'!$C$165:$C$8948,$B46)","v":200094.59999999998},null,15,{"$f":"AVERAGEIFS('9.2 Tidsdiff. - Setup'!$F$165:$F$8948,'9.2 Tidsdiff. - Setup'!$C$165:$C$8948,$H46,'9.2 Tidsdiff. - Setup'!$D$165:$D$8948,I$30,'9.2 Tidsdiff. - Setup'!$E$165:$E$8948,I$29)","v":4906.0913385826761},{"$f":"AVERAGEIFS('9.2 Tidsdiff. - Setup'!$F$165:$F$8948,'9.2 Tidsdiff. - Setup'!$C$165:$C$8948,$H46,'9.2 Tidsdiff. - Setup'!$D$165:$D$8948,J$30,'9.2 Tidsdiff. - Setup'!$E$165:$E$8948,I$29)","v":4008.9035714285715},{"$f":"AVERAGEIFS('9.2 Tidsdiff. - Setup'!$F$165:$F$8948,'9.2 Tidsdiff. - Setup'!$C$165:$C$8948,$H46,'9.2 Tidsdiff. - Setup'!$D$165:$D$8948,K$30,'9.2 Tidsdiff. - Setup'!$E$165:$E$8948,K$29)","v":4312.2290322580657},{"$f":"AVERAGEIFS('9.2 Tidsdiff. - Setup'!$F$165:$F$8948,'9.2 Tidsdiff. - Setup'!$C$165:$C$8948,$H46,'9.2 Tidsdiff. - Setup'!$D$165:$D$8948,L$30,'9.2 Tidsdiff. - Setup'!$E$165:$E$8948,K$29)","v":3391.4338983050843},null,"14-15",1,3,2,3,null,"14-15","","",623073.59999999986,224498.6,"","","",534716.40000000014,"",200094.59999999998,"","",424593.19999999995,534716.40000000014,623073.59999999986,1582383.2,null,"14-15",1,2,3,3]
[null,16,{"$f":"SUMIFS('9.2 Tidsdiff. - Setup'!$F$165:$F$8948,'9.2 Tidsdiff. - Setup'!$E$165:$E$8948,C$29,'9.2 Tidsdiff. - Setup'!$D$165:$D$8948,C$30,'9.2 Tidsdiff. - Setup'!$C$165:$C$8948,$B47)","v":608304.6},{"$f":"SUMIFS('9.2 Tidsdiff. - Setup'!$F$165:$F$8948,'9.2 Tidsdiff. - Setup'!$E$165:$E$8948,C$29,'9.2 Tidsdiff. - Setup'!$D$165:$D$8948,D$30,'9.2 Tidsdiff. - Setup'!$C$165:$C$8948,$B47)","v":226192.9},{"$f":"SUMIFS('9.2 Tidsdiff. - Setup'!$F$165:$F$8948,'9.2 Tidsdiff. - Setup'!$E$165:$E$8948,E$29,'9.2 Tidsdiff. - Setup'!$D$165:$D$8948,E$30,'9.2 Tidsdiff. - Setup'!$C$165:$C$8948,$B47)","v":514302.89999999991},{"$f":"SUMIFS('9.2 Tidsdiff. - Setup'!$F$165:$F$8948,'9.2 Tidsdiff. - Setup'!$E$165:$E$8948,E$29,'9.2 Tidsdiff. - Setup'!$D$165:$D$8948,F$30,'9.2 Tidsdiff. - Setup'!$C$165:$C$8948,$B47)","v":198194.10000000003},null,16,{"$f":"AVERAGEIFS('9.2 Tidsdiff. - Setup'!$F$165:$F$8948,'9.2 Tidsdiff. - Setup'!$C$165:$C$8948,$H47,'9.2 Tidsdiff. - Setup'!$D$165:$D$8948,I$30,'9.2 Tidsdiff. - Setup'!$E$165:$E$8948,I$29)","v":4789.8},{"$f":"AVERAGEIFS('9.2 Tidsdiff. - Setup'!$F$165:$F$8948,'9.2 Tidsdiff. - Setup'!$C$165:$C$8948,$H47,'9.2 Tidsdiff. - Setup'!$D$165:$D$8948,J$30,'9.2 Tidsdiff. - Setup'!$E$165:$E$8948,I$29)","v":4039.1589285714285},{"$f":"AVERAGEIFS('9.2 Tidsdiff. - Setup'!$F$165:$F$8948,'9.2 Tidsdiff. - Setup'!$C$165:$C$8948,$H47,'9.2 Tidsdiff. - Setup'!$D$165:$D$8948,K$30,'9.2 Tidsdiff. - Setup'!$E$165:$E$8948,K$29)","v":4147.6040322580639},{"$f":"AVERAGEIFS('9.2 Tidsdiff. - Setup'!$F$165:$F$8948,'9.2 Tidsdiff. - Setup'!$C$165:$C$8948,$H47,'9.2 Tidsdiff. - Setup'!$D$165:$D$8948,L$30,'9.2 Tidsdiff. - Setup'!$E$165:$E$8948,K$29)","v":3359.2220338983057},null,"15-16",1,3,2,3,null,"15-16","","",608304.6,226192.9,"","","",514302.89999999991,"",198194.10000000003,"","",424387,514302.89999999991,608304.6,1546994.5,null,"15-16",1,2,3,3]
[null,17,{"$f":"SUMIFS('9.2 Tidsdiff. - Setup'!$F$165:$F$8948,'9.2 Tidsdiff. - Setup'!$E$165:$E$8948,C$29,'9.2 Tidsdiff. - Setup'!$D$165:$D$8948,C$30,'9.2 Tidsdiff. - Setup'!$C$165:$C$8948,$B48)","v":625101.00000000058},{"$f":"SUMIFS('9.2 Tidsdiff. - Setup'!$F$165:$F$8948,'9.2 Tidsdiff. - Setup'!$E$165:$E$8948,C$29,'9.2 Tidsdiff. - Setup'!$D$165:$D$8948,D$30,'9.2 Tidsdiff. - Setup'!$C$165:$C$8948,$B48)","v":239613.5},{"$f":"SUMIFS('9.2 Tidsdiff. - Setup'!$F$165:$F$8948,'9.2 Tidsdiff. - Setup'!$E$165:$E$8948,E$29,'9.2 Tidsdiff. - Setup'!$D$165:$D$8948,E$30,'9.2 Tidsdiff. - Setup'!$C$165:$C$8948,$B48)","v":507268.69999999995},{"$f":"SUMIFS('9.2 Tidsdiff. - Setup'!$F$165:$F$8948,'9.2 Tidsdiff. - Setup'!$E$165:$E$8948,E$29,'9.2 Tidsdiff. - Setup'!$D$165:$D$8948,F$30,'9.2 Tidsdiff. - Setup'!$C$165:$C$8948,$B48)","v":201385.69999999998},null,17,{"$f":"AVERAGEIFS('9.2 Tidsdiff. - Setup'!$F$165:$F$8948,'9.2 Tidsdiff. - Setup'!$C$165:$C$8948,$H48,'9.2 Tidsdiff. - Setup'!$D$165:$D$8948,I$30,'9.2 Tidsdiff. - Setup'!$E$165:$E$8948,I$29)","v":4922.055118110241},{"$f":"AVERAGEIFS('9.2 Tidsdiff. - Setup'!$F$165:$F$8948,'9.2 Tidsdiff. - Setup'!$C$165:$C$8948,$H48,'9.2 Tidsdiff. - Setup'!$D$165:$D$8948,J$30,'9.2 Tidsdiff. - Setup'!$E$165:$E$8948,I$29)","v":4278.8125},{"$f":"AVERAGEIFS('9.2 Tidsdiff. - Setup'!$F$165:$F$8948,'9.2 Tidsdiff. - Setup'!$C$165:$C$8948,$H48,'9.2 Tidsdiff. - Setup'!$D$165:$D$8948,K$30,'9.2 Tidsdiff. - Setup'!$E$165:$E$8948,K$29)","v":4090.8766129032256},{"$f":"AVERAGEIFS('9.2 Tidsdiff. - Setup'!$F$165:$F$8948,'9.2 Tidsdiff. - Setup'!$C$165:$C$8948,$H48,'9.2 Tidsdiff. - Setup'!$D$165:$D$8948,L$30,'9.2 Tidsdiff. - Setup'!$E$165:$E$8948,K$29)","v":3413.3169491525423},null,"16-17",1,3,2,3,null,"16-17","","",625101.00000000058,239613.5,"","","",507268.69999999995,"",201385.69999999998,"","",440999.19999999995,507268.69999999995,625101.00000000058,1573368.9000000004,null,"16-17",1,2,3,3]
[null,18,{"$f":"SUMIFS('9.2 Tidsdiff. - Setup'!$F$165:$F$8948,'9.2 Tidsdiff. - Setup'!$E$165:$E$8948,C$29,'9.2 Tidsdiff. - Setup'!$D$165:$D$8948,C$30,'9.2 Tidsdiff. - Setup'!$C$165:$C$8948,$B49)","v":676274.39999999991},{"$f":"SUMIFS('9.2 Tidsdiff. - Setup'!$F$165:$F$8948,'9.2 Tidsdiff. - Setup'!$E$165:$E$8948,C$29,'9.2 Tidsdiff. - Setup'!$D$165:$D$8948,D$30,'9.2 Tidsdiff. - Setup'!$C$165:$C$8948,$B49)","v":263862.30000000005},{"$f":"SUMIFS('9.2 Tidsdiff. - Setup'!$F$165:$F$8948,'9.2 Tidsdiff. - Setup'!$E$165:$E$8948,E$29,'9.2 Tidsdiff. - Setup'!$D$165:$D$8948,E$30,'9.2 Tidsdiff. - Setup'!$C$165:$C$8948,$B49)","v":530811.89999999991},{"$f":"SUMIFS('9.2 Tidsdiff. - Setup'!$F$165:$F$8948,'9.2 Tidsdiff. - Setup'!$E$165:$E$8948,E$29,'9.2 Tidsdiff. - Setup'!$D$165:$D$8948,F$30,'9.2 Tidsdiff. - Setup'!$C$165:$C$8948,$B49)","v":216302.3},null,18,{"$f":"AVERAGEIFS('9.2 Tidsdiff. - Setup'!$F$165:$F$8948,'9.2 Tidsdiff. - Setup'!$C$165:$C$8948,$H49,'9.2 Tidsdiff. - Setup'!$D$165:$D$8948,I$30,'9.2 Tidsdiff. - Setup'!$E$165:$E$8948,I$29)","v":5324.9952755905506},{"$f":"AVERAGEIFS('9.2 Tidsdiff. - Setup'!$F$165:$F$8948,'9.2 Tidsdiff. - Setup'!$C$165:$C$8948,$H49,'9.2 Tidsdiff. - Setup'!$D$165:$D$8948,J$30,'9.2 Tidsdiff. - Setup'!$E$165:$E$8948,I$29)","v":4711.8267857142864},{"$f":"AVERAGEIFS('9.2 Tidsdiff. - Setup'!$F$165:$F$8948,'9.2 Tidsdiff. - Setup'!$C$165:$C$8948,$H49,'9.2 Tidsdiff. - Setup'!$D$165:$D$8948,K$30,'9.2 Tidsdiff. - Setup'!$E$165:$E$8948,K$29)","v":4280.741129032257},{"$f":"AVERAGEIFS('9.2 Tidsdiff. - Setup'!$F$165:$F$8948,'9.2 Tidsdiff. - Setup'!$C$165:$C$8948,$H49,'9.2 Tidsdiff. - Setup'!$D$165:$D$8948,L$30,'9.2 Tidsdiff. - Setup'!$E$165:$E$8948,K$29)","v":3666.1406779661015},null,"17-18",1,3,2,3,null,"17-18","","",676274.39999999991,263862.30000000005,"","","",530811.89999999991,"",216302.3,"","",480164.60000000003,530811.89999999991,676274.39999999991,1687250.9,null,"17-18",1,2,3,3]
[null,19,{"$f":"SUMIFS('9.2 Tidsdiff. - Setup'!$F$165:$F$8948,'9.2 Tidsdiff. - Setup'!$E$165:$E$8948,C$29,'9.2 Tidsdiff. - Setup'!$D$165:$D$8948,C$30,'9.2 Tidsdiff. - Setup'!$C$165:$C$8948,$B50)","v":667644.4},{"$f":"SUMIFS('9.2 Tidsdiff. - Setup'!$F$165:$F$8948,'9.2 Tidsdiff. - Setup'!$E$165:$E$8948,C$29,'9.2 Tidsdiff. - Setup'!$D$165:$D$8948,D$30,'9.2 Tidsdiff. - Setup'!$C$165:$C$8948,$B50)","v":264202.20000000007},{"$f":"SUMIFS('9.2 Tidsdiff. - Setup'!$F$165:$F$8948,'9.2 Tidsdiff. - Setup'!$E$165:$E$8948,E$29,'9.2 Tidsdiff. - Setup'!$D$165:$D$8948,E$30,'9.2 Tidsdiff. - Setup'!$C$165:$C$8948,$B50)","v":519643.40000000008},{"$f":"SUMIFS('9.2 Tidsdiff. - Setup'!$F$165:$F$8948,'9.2 Tidsdiff. - Setup'!$E$165:$E$8948,E$29,'9.2 Tidsdiff. - Setup'!$D$165:$D$8948,F$30,'9.2 Tidsdiff. - Setup'!$C$165:$C$8948,$B50)","v":217718.40000000008},null,19,{"$f":"AVERAGEIFS('9.2 Tidsdiff. - Setup'!$F$165:$F$8948,'9.2 Tidsdiff. - Setup'!$C$165:$C$8948,$H50,'9.2 Tidsdiff. - Setup'!$D$165:$D$8948,I$30,'9.2 Tidsdiff. - Setup'!$E$165:$E$8948,I$29)","v":5257.0425196850392},{"$f":"AVERAGEIFS('9.2 Tidsdiff. - Setup'!$F$165:$F$8948,'9.2 Tidsdiff. - Setup'!$C$165:$C$8948,$H50,'9.2 Tidsdiff. - Setup'!$D$165:$D$8948,J$30,'9.2 Tidsdiff. - Setup'!$E$165:$E$8948,I$29)","v":4717.8964285714301},{"$f":"AVERAGEIFS('9.2 Tidsdiff. - Setup'!$F$165:$F$8948,'9.2 Tidsdiff. - Setup'!$C$165:$C$8948,$H50,'9.2 Tidsdiff. - Setup'!$D$165:$D$8948,K$30,'9.2 Tidsdiff. - Setup'!$E$165:$E$8948,K$29)","v":4190.6725806451623},{"$f":"AVERAGEIFS('9.2 Tidsdiff. - Setup'!$F$165:$F$8948,'9.2 Tidsdiff. - Setup'!$C$165:$C$8948,$H50,'9.2 Tidsdiff. - Setup'!$D$165:$D$8948,L$30,'9.2 Tidsdiff. - Setup'!$E$165:$E$8948,K$29)","v":3690.1423728813575},null,"18-19",1,3,2,3,null,"18-19","","",667644.4,264202.20000000007,"","","",519643.40000000008,"",217718.40000000008,"","",481920.60000000015,519643.40000000008,667644.4,1669208.4000000004,null,"18-19",1,2,3,3]
[null,20,{"$f":"SUMIFS('9.2 Tidsdiff. - Setup'!$F$165:$F$8948,'9.2 Tidsdiff. - Setup'!$E$165:$E$8948,C$29,'9.2 Tidsdiff. - Setup'!$D$165:$D$8948,C$30,'9.2 Tidsdiff. - Setup'!$C$165:$C$8948,$B51)","v":631554.09999999986},{"$f":"SUMIFS('9.2 Tidsdiff. - Setup'!$F$165:$F$8948,'9.2 Tidsdiff. - Setup'!$E$165:$E$8948,C$29,'9.2 Tidsdiff. - Setup'!$D$165:$D$8948,D$30,'9.2 Tidsdiff. - Setup'!$C$165:$C$8948,$B51)","v":248714.50000000003},{"$f":"SUMIFS('9.2 Tidsdiff. - Setup'!$F$165:$F$8948,'9.2 Tidsdiff. - Setup'!$E$165:$E$8948,E$29,'9.2 Tidsdiff. - Setup'!$D$165:$D$8948,E$30,'9.2 Tidsdiff. - Setup'!$C$165:$C$8948,$B51)","v":493478.40000000002},{"$f":"SUMIFS('9.2 Tidsdiff. - Setup'!$F$165:$F$8948,'9.2 Tidsdiff. - Setup'!$E$165:$E$8948,E$29,'9.2 Tidsdiff. - Setup'!$D$165:$D$8948,F$30,'9.2 Tidsdiff. - Setup'!$C$165:$C$8948,$B51)","v":208073.40000000008},null,20,{"$f":"AVERAGEIFS('9.2 Tidsdiff. - Setup'!$F$165:$F$8948,'9.2 Tidsdiff. - Setup'!$C$165:$C$8948,$H51,'9.2 Tidsdiff. - Setup'!$D$165:$D$8948,I$30,'9.2 Tidsdiff. - Setup'!$E$165:$E$8948,I$29)","v":4972.8669291338574},{"$f":"AVERAGEIFS('9.2 Tidsdiff. - Setup'!$F$165:$F$8948,'9.2 Tidsdiff. - Setup'!$C$165:$C$8948,$H51,'9.2 Tidsdiff. - Setup'!$D$165:$D$8948,J$30,'9.2 Tidsdiff. - Setup'!$E$165:$E$8948,I$29)","v":4441.3303571428578},{"$f":"AVERAGEIFS('9.2 Tidsdiff. - Setup'!$F$165:$F$8948,'9.2 Tidsdiff. - Setup'!$C$165:$C$8948,$H51,'9.2 Tidsdiff. - Setup'!$D$165:$D$8948,K$30,'9.2 Tidsdiff. - Setup'!$E$165:$E$8948,K$29)","v":3979.6645161290326},{"$f":"AVERAGEIFS('9.2 Tidsdiff. - Setup'!$F$165:$F$8948,'9.2 Tidsdiff. - Setup'!$C$165:$C$8948,$H51,'9.2 Tidsdiff. - Setup'!$D$165:$D$8948,L$30,'9.2 Tidsdiff. - Setup'!$E$165:$E$8948,K$29)","v":3526.6677966101711},null,"19-20",1,3,2,3,null,"19-20","","",631554.09999999986,248714.50000000003,"","","",493478.40000000002,"",208073.40000000008,"","",456787.90000000014,493478.40000000002,631554.09999999986,1581820.4,null,"19-20",1,2,3,3]
[null,21,{"$f":"SUMIFS('9.2 Tidsdiff. - Setup'!$F$165:$F$8948,'9.2 Tidsdiff. - Setup'!$E$165:$E$8948,C$29,'9.2 Tidsdiff. - Setup'!$D$165:$D$8948,C$30,'9.2 Tidsdiff. - Setup'!$C$165:$C$8948,$B52)","v":588727.39999999991},{"$f":"SUMIFS('9.2 Tidsdiff. - Setup'!$F$165:$F$8948,'9.2 Tidsdiff. - Setup'!$E$165:$E$8948,C$29,'9.2 Tidsdiff. - Setup'!$D$165:$D$8948,D$30,'9.2 Tidsdiff. - Setup'!$C$165:$C$8948,$B52)","v":232742.49999999997},{"$f":"SUMIFS('9.2 Tidsdiff. - Setup'!$F$165:$F$8948,'9.2 Tidsdiff. - Setup'!$E$165:$E$8948,E$29,'9.2 Tidsdiff. - Setup'!$D$165:$D$8948,E$30,'9.2 Tidsdiff. - Setup'!$C$165:$C$8948,$B52)","v":473302.39999999967},{"$f":"SUMIFS('9.2 Tidsdiff. - Setup'!$F$165:$F$8948,'9.2 Tidsdiff. - Setup'!$E$165:$E$8948,E$29,'9.2 Tidsdiff. - Setup'!$D$165:$D$8948,F$30,'9.2 Tidsdiff. - Setup'!$C$165:$C$8948,$B52)","v":201954.69999999998},null,21,{"$f":"AVERAGEIFS('9.2 Tidsdiff. - Setup'!$F$165:$F$8948,'9.2 Tidsdiff. - Setup'!$C$165:$C$8948,$H52,'9.2 Tidsdiff. - Setup'!$D$165:$D$8948,I$30,'9.2 Tidsdiff. - Setup'!$E$165:$E$8948,I$29)","v":4635.6488188976373},{"$f":"AVERAGEIFS('9.2 Tidsdiff. - Setup'!$F$165:$F$8948,'9.2 Tidsdiff. - Setup'!$C$165:$C$8948,$H52,'9.2 Tidsdiff. - Setup'!$D$165:$D$8948,J$30,'9.2 Tidsdiff. - Setup'!$E$165:$E$8948,I$29)","v":4156.1160714285706},{"$f":"AVERAGEIFS('9.2 Tidsdiff. - Setup'!$F$165:$F$8948,'9.2 Tidsdiff. - Setup'!$C$165:$C$8948,$H52,'9.2 Tidsdiff. - Setup'!$D$165:$D$8948,K$30,'9.2 Tidsdiff. - Setup'!$E$165:$E$8948,K$29)","v":3816.9548387096747},{"$f":"AVERAGEIFS('9.2 Tidsdiff. - Setup'!$F$165:$F$8948,'9.2 Tidsdiff. - Setup'!$C$165:$C$8948,$H52,'9.2 Tidsdiff. - Setup'!$D$165:$D$8948,L$30,'9.2 Tidsdiff. - Setup'!$E$165:$E$8948,K$29)","v":3422.9610169491521},null,"20-21",2,3,2,3,null,"20-21","",588727.39999999991,"",232742.49999999997,"","","",473302.39999999967,"",201954.69999999998,"","",434697.19999999995,1062029.7999999996,0,1496726.9999999995,null,"20-21",2,2,3,3]
[null,22,{"$f":"SUMIFS('9.2 Tidsdiff. - Setup'!$F$165:$F$8948,'9.2 Tidsdiff. - Setup'!$E$165:$E$8948,C$29,'9.2 Tidsdiff. - Setup'!$D$165:$D$8948,C$30,'9.2 Tidsdiff. - Setup'!$C$165:$C$8948,$B53)","v":548433.69999999995},{"$f":"SUMIFS('9.2 Tidsdiff. - Setup'!$F$165:$F$8948,'9.2 Tidsdiff. - Setup'!$E$165:$E$8948,C$29,'9.2 Tidsdiff. - Setup'!$D$165:$D$8948,D$30,'9.2 Tidsdiff. - Setup'!$C$165:$C$8948,$B53)","v":219827.5},{"$f":"SUMIFS('9.2 Tidsdiff. - Setup'!$F$165:$F$8948,'9.2 Tidsdiff. - Setup'!$E$165:$E$8948,E$29,'9.2 Tidsdiff. - Setup'!$D$165:$D$8948,E$30,'9.2 Tidsdiff. - Setup'!$C$165:$C$8948,$B53)","v":456950.80000000022},{"$f":"SUMIFS('9.2 Tidsdiff. - Setup'!$F$165:$F$8948,'9.2 Tidsdiff. - Setup'!$E$165:$E$8948,E$29,'9.2 Tidsdiff. - Setup'!$D$165:$D$8948,F$30,'9.2 Tidsdiff. - Setup'!$C$165:$C$8948,$B53)","v":197543.40000000005},null,22,{"$f":"AVERAGEIFS('9.2 Tidsdiff. - Setup'!$F$165:$F$8948,'9.2 Tidsdiff. - Setup'!$C$165:$C$8948,$H53,'9.2 Tidsdiff. - Setup'!$D$165:$D$8948,I$30,'9.2 Tidsdiff. - Setup'!$E$165:$E$8948,I$29)","v":4318.3755905511807},{"$f":"AVERAGEIFS('9.2 Tidsdiff. - Setup'!$F$165:$F$8948,'9.2 Tidsdiff. - Setup'!$C$165:$C$8948,$H53,'9.2 Tidsdiff. - Setup'!$D$165:$D$8948,J$30,'9.2 Tidsdiff. - Setup'!$E$165:$E$8948,I$29)","v":3925.4910714285716},{"$f":"AVERAGEIFS('9.2 Tidsdiff. - Setup'!$F$165:$F$8948,'9.2 Tidsdiff. - Setup'!$C$165:$C$8948,$H53,'9.2 Tidsdiff. - Setup'!$D$165:$D$8948,K$30,'9.2 Tidsdiff. - Setup'!$E$165:$E$8948,K$29)","v":3685.0870967741953},{"$f":"AVERAGEIFS('9.2 Tidsdiff. - Setup'!$F$165:$F$8948,'9.2 Tidsdiff. - Setup'!$C$165:$C$8948,$H53,'9.2 Tidsdiff. - Setup'!$D$165:$D$8948,L$30,'9.2 Tidsdiff. - Setup'!$E$165:$E$8948,K$29)","v":3348.1932203389838},null,"21-22",2,3,2,3,null,"21-22","",548433.69999999995,"",219827.5,"","","",456950.80000000022,"",197543.40000000005,"","",417370.9,1005384.5000000002,0,1422755.4000000004,null,"21-22",2,2,3,3]
[null,23,{"$f":"SUMIFS('9.2 Tidsdiff. - Setup'!$F$165:$F$8948,'9.2 Tidsdiff. - Setup'!$E$165:$E$8948,C$29,'9.2 Tidsdiff. - Setup'!$D$165:$D$8948,C$30,'9.2 Tidsdiff. - Setup'!$C$165:$C$8948,$B54)","v":502039.59999999986},{"$f":"SUMIFS('9.2 Tidsdiff. - Setup'!$F$165:$F$8948,'9.2 Tidsdiff. - Setup'!$E$165:$E$8948,C$29,'9.2 Tidsdiff. - Setup'!$D$165:$D$8948,D$30,'9.2 Tidsdiff. - Setup'!$C$165:$C$8948,$B54)","v":204949.20000000004},{"$f":"SUMIFS('9.2 Tidsdiff. - Setup'!$F$165:$F$8948,'9.2 Tidsdiff. - Setup'!$E$165:$E$8948,E$29,'9.2 Tidsdiff. - Setup'!$D$165:$D$8948,E$30,'9.2 Tidsdiff. - Setup'!$C$165:$C$8948,$B54)","v":432212.89999999997},{"$f":"SUMIFS('9.2 Tidsdiff. - Setup'!$F$165:$F$8948,'9.2 Tidsdiff. - Setup'!$E$165:$E$8948,E$29,'9.2 Tidsdiff. - Setup'!$D$165:$D$8948,F$30,'9.2 Tidsdiff. - Setup'!$C$165:$C$8948,$B54)","v":189643.10000000006},null,23,{"$f":"AVERAGEIFS('9.2 Tidsdiff. - Setup'!$F$165:$F$8948,'9.2 Tidsdiff. - Setup'!$C$165:$C$8948,$H54,'9.2 Tidsdiff. - Setup'!$D$165:$D$8948,I$30,'9.2 Tidsdiff. - Setup'!$E$165:$E$8948,I$29)","v":3953.0677165354318},{"$f":"AVERAGEIFS('9.2 Tidsdiff. - Setup'!$F$165:$F$8948,'9.2 Tidsdiff. - Setup'!$C$165:$C$8948,$H54,'9.2 Tidsdiff. - Setup'!$D$165:$D$8948,J$30,'9.2 Tidsdiff. - Setup'!$E$165:$E$8948,I$29)","v":3659.8071428571434},{"$f":"AVERAGEIFS('9.2 Tidsdiff. - Setup'!$F$165:$F$8948,'9.2 Tidsdiff. - Setup'!$C$165:$C$8948,$H54,'9.2 Tidsdiff. - Setup'!$D$165:$D$8948,K$30,'9.2 Tidsdiff. - Setup'!$E$165:$E$8948,K$29)","v":3485.5879032258063},{"$f":"AVERAGEIFS('9.2 Tidsdiff. - Setup'!$F$165:$F$8948,'9.2 Tidsdiff. - Setup'!$C$165:$C$8948,$H54,'9.2 Tidsdiff. - Setup'!$D$165:$D$8948,L$30,'9.2 Tidsdiff. - Setup'!$E$165:$E$8948,K$29)","v":3214.2898305084755},null,"22-23",2,3,2,3,null,"22-23","",502039.59999999986,"",204949.20000000004,"","","",432212.89999999997,"",189643.10000000006,"","",394592.3000000001,934252.49999999977,0,1328844.7999999998,null,"22-23",2,2,3,3]
[null,24,{"$f":"SUMIFS('9.2 Tidsdiff. - Setup'!$F$165:$F$8948,'9.2 Tidsdiff. - Setup'!$E$165:$E$8948,C$29,'9.2 Tidsdiff. - Setup'!$D$165:$D$8948,C$30,'9.2 Tidsdiff. - Setup'!$C$165:$C$8948,$B55)","v":453925.20000000007},{"$f":"SUMIFS('9.2 Tidsdiff. - Setup'!$F$165:$F$8948,'9.2 Tidsdiff. - Setup'!$E$165:$E$8948,C$29,'9.2 Tidsdiff. - Setup'!$D$165:$D$8948,D$30,'9.2 Tidsdiff. - Setup'!$C$165:$C$8948,$B55)","v":189889.9},{"$f":"SUMIFS('9.2 Tidsdiff. - Setup'!$F$165:$F$8948,'9.2 Tidsdiff. - Setup'!$E$165:$E$8948,E$29,'9.2 Tidsdiff. - Setup'!$D$165:$D$8948,E$30,'9.2 Tidsdiff. - Setup'!$C$165:$C$8948,$B55)","v":392781.6999999999},{"$f":"SUMIFS('9.2 Tidsdiff. - Setup'!$F$165:$F$8948,'9.2 Tidsdiff. - Setup'!$E$165:$E$8948,E$29,'9.2 Tidsdiff. - Setup'!$D$165:$D$8948,F$30,'9.2 Tidsdiff. - Setup'!$C$165:$C$8948,$B55)","v":176033.4},null,24,{"$f":"AVERAGEIFS('9.2 Tidsdiff. - Setup'!$F$165:$F$8948,'9.2 Tidsdiff. - Setup'!$C$165:$C$8948,$H55,'9.2 Tidsdiff. - Setup'!$D$165:$D$8948,I$30,'9.2 Tidsdiff. - Setup'!$E$165:$E$8948,I$29)","v":3574.2141732283471},{"$f":"AVERAGEIFS('9.2 Tidsdiff. - Setup'!$F$165:$F$8948,'9.2 Tidsdiff. - Setup'!$C$165:$C$8948,$H55,'9.2 Tidsdiff. - Setup'!$D$165:$D$8948,J$30,'9.2 Tidsdiff. - Setup'!$E$165:$E$8948,I$29)","v":3390.8910714285712},{"$f":"AVERAGEIFS('9.2 Tidsdiff. - Setup'!$F$165:$F$8948,'9.2 Tidsdiff. - Setup'!$C$165:$C$8948,$H55,'9.2 Tidsdiff. - Setup'!$D$165:$D$8948,K$30,'9.2 Tidsdiff. - Setup'!$E$165:$E$8948,K$29)","v":3167.594354838709},{"$f":"AVERAGEIFS('9.2 Tidsdiff. - Setup'!$F$165:$F$8948,'9.2 Tidsdiff. - Setup'!$C$165:$C$8948,$H55,'9.2 Tidsdiff. - Setup'!$D$165:$D$8948,L$30,'9.2 Tidsdiff. - Setup'!$E$165:$E$8948,K$29)","v":2983.6169491525425},null,"23-24",2,3,3,3,null,"23-24","",453925.20000000007,"",189889.9,"","",392781.6999999999,"","",176033.4,"","",758704.99999999988,453925.20000000007,0,1212630.2,null,"23-24",2,3,3,3]
[null,null,null,null,null,null,null,null,null,null,null,null,null,null,null,null,null,null,null,"Sum",{"$f":"SUM(U32:U55)","v":2443543.5},{"$f":"SUM(V32:V55)","v":2623517.2000000002},8357957.5,5074991.1000000015,0,0,2884850.5,8281894.2000000011,0,4476237.2,0,0,{"$f":"SUM(AG32:AG55)","v":14879622.299999999},{"$f":"SUM(AH32:AH55)","v":10905411.4},8357957.5,{"$f":"SUM(AJ32:AJ55)","v":34142991.199999996}]
[null,null,null,null,null,null,null,null,null,null,null,null,null,null,null,null,null,null,null,"%",{"$f":"U56/$AJ$56","v":7.1567938663792297E-2},{"$f":"V56/$AJ$56","v":7.6839114201570025E-2},0.24479277316511158,0.14863932308309302,0,0,8.4493197538005993E-2,0.24256498651471409,0,0.13110266683371316,0,0,0.43580312611860444,0.31940410071628411,0.24479277316511158,1]
[]
[null,"10 kV nettet - energiflow, lastperioder, standardiseret-døgnbelastningsprofil (3 lastperioder)"]
[]
[null,"Tabel: T.9.2.7",null,null,null,null,null,"Tabel: T.9.2.8",null,null,null,null,null,"Tabel: T.9.2.9",null,null,null,null,null,"Tabel: T.9.2.10",null,null,null,null,null,null,null,null,null,null,null,null,null,null,null,null,null,"Tabel: T.9.2.11"]
[null,"Energiflow","10 kV",null,null,null,null,"Gennemsnitsdøgn","10 kV",null,null,null,null,null,"10 kV",null,null,null,null,null,"10 kV",null,null,null,null,null,null,null,null,null,null,null,null,null,null,null,null,"Valgt tidsdifferentiering"]
[null,"Periode","Vinter",null,"Sommer",null,null,"Periode","Vinter",null,"Sommer",null,null,null,"Vinter",null,"Sommer",null,null,null,"Vinter",null,null,null,null,null,"Sommer",null,null,null,null,null,"Samlet"]
[null,"Dag","Hverdag","Weekend","Hverdag","Weekend",null,"Dag","Hverdag","Weekend","Hverdag","Weekend",null,null,"Hverdag","Weekend","Hverdag","Weekend",null,null,"Hverdag",null,null,"Weekend",null,null,"Hverdag",null,null,"Weekend",null,null,null,null,null,null,null,null,"Hverdage",null,"Weekend* "]
[null,"Time",null,null,null,null,null,"Time ",null,null,null,null,null,"Time",null,null,null,null,null,"Time","Lav ","Høj","Spids","Lav ","Høj","Spids","Lav ","Høj","Spids","Lav ","Høj","Spids","Lav ","Høj","Spids","Total",null,"Time","Vinter","Sommer","Vinter","Sommer"]
[null,1,{"$f":"SUMIFS('9.2 Tidsdiff. - Setup'!$F$165:$F$8948,'9.2 Tidsdiff. - Setup'!$E$165:$E$8948,C$63,'9.2 Tidsdiff. - Setup'!$D$165:$D$8948,C$64,'9.2 Tidsdiff. - Setup'!$C$165:$C$8948,$B66)","v":415695.50000000006},{"$f":"SUMIFS('9.2 Tidsdiff. - Setup'!$F$165:$F$8948,'9.2 Tidsdiff. - Setup'!$E$165:$E$8948,C$63,'9.2 Tidsdiff. - Setup'!$D$165:$D$8948,D$64,'9.2 Tidsdiff. - Setup'!$C$165:$C$8948,$B66)","v":181381.80000000002},{"$f":"SUMIFS('9.2 Tidsdiff. - Setup'!$F$165:$F$8948,'9.2 Tidsdiff. - Setup'!$E$165:$E$8948,E$63,'9.2 Tidsdiff. - Setup'!$D$165:$D$8948,E$64,'9.2 Tidsdiff. - Setup'!$C$165:$C$8948,$B66)","v":358465.29999999993},{"$f":"SUMIFS('9.2 Tidsdiff. - Setup'!$F$165:$F$8948,'9.2 Tidsdiff. - Setup'!$E$165:$E$8948,E$63,'9.2 Tidsdiff. - Setup'!$D$165:$D$8948,F$64,'9.2 Tidsdiff. - Setup'!$C$165:$C$8948,$B66)","v":165949.80000000002},null,1,{"$f":"AVERAGEIFS('9.2 Tidsdiff. - Setup'!$F$165:$F$8948,'9.2 Tidsdiff. - Setup'!$C$165:$C$8948,$H66,'9.2 Tidsdiff. - Setup'!$D$165:$D$8948,I$64,'9.2 Tidsdiff. - Setup'!$E$165:$E$8948,I$63)","v":3273.1929133858271},{"$f":"AVERAGEIFS('9.2 Tidsdiff. - Setup'!$F$165:$F$8948,'9.2 Tidsdiff. - Setup'!$C$165:$C$8948,$H66,'9.2 Tidsdiff. - Setup'!$D$165:$D$8948,J$64,'9.2 Tidsdiff. - Setup'!$E$165:$E$8948,I$63)","v":3238.9607142857144},{"$f":"AVERAGEIFS('9.2 Tidsdiff. - Setup'!$F$165:$F$8948,'9.2 Tidsdiff. - Setup'!$C$165:$C$8948,$H66,'9.2 Tidsdiff. - Setup'!$D$165:$D$8948,K$64,'9.2 Tidsdiff. - Setup'!$E$165:$E$8948,K$63)","v":2890.8491935483867},{"$f":"AVERAGEIFS('9.2 Tidsdiff. - Setup'!$F$165:$F$8948,'9.2 Tidsdiff. - Setup'!$C$165:$C$8948,$H66,'9.2 Tidsdiff. - Setup'!$D$165:$D$8948,L$64,'9.2 Tidsdiff. - Setup'!$E$165:$E$8948,K$63)","v":2812.7084745762713},null,"0-1",{"$f":"O32","v":3},{"$f":"P32","v":3},3,3,null,"0-1",{"$f":"IF(O66=3,C66,\"\")","v":415695.50000000006},{"$f":"IF(O66=2,C66,\"\")","v":""},{"$f":"IF(O66=1,C66,\"\")","v":""},{"$f":"IF(P66=3,D66,\"\")","v":181381.80000000002},{"$f":"IF(P66=2,D66,\"\")","v":""},{"$f":"IF(P66=1,D66,\"\")","v":""},{"$f":"IF(Q66=3,E66,\"\")","v":358465.29999999993},{"$f":"IF(Q66=2,E66,\"\")","v":""},{"$f":"IF(Q66=1,E66,\"\")","v":""},{"$f":"IF(R66=3,F66,\"\")","v":165949.80000000002},{"$f":"IF(R66=2,F66,\"\")","v":""},{"$f":"IF(R66=1,F66,\"\")","v":""},{"$f":"SUM(U66,X66,AA66,AD66)","v":1121492.3999999999},{"$f":"SUM(V66,Y66,AB66,AE66)","v":0},0,{"$f":"SUM(AG66:AI66)","v":1121492.3999999999},null,"0-1",{"$f":"O66","v":3},{"$f":"Q66","v":3},{"$f":"P66","v":3},{"$f":"R66","v":3}]
[null,2,{"$f":"SUMIFS('9.2 Tidsdiff. - Setup'!$F$165:$F$8948,'9.2 Tidsdiff. - Setup'!$E$165:$E$8948,C$63,'9.2 Tidsdiff. - Setup'!$D$165:$D$8948,C$64,'9.2 Tidsdiff. - Setup'!$C$165:$C$8948,$B67)","v":398898.30000000022},{"$f":"SUMIFS('9.2 Tidsdiff. - Setup'!$F$165:$F$8948,'9.2 Tidsdiff. - Setup'!$E$165:$E$8948,C$63,'9.2 Tidsdiff. - Setup'!$D$165:$D$8948,D$64,'9.2 Tidsdiff. - Setup'!$C$165:$C$8948,$B67)","v":171922.09999999998},{"$f":"SUMIFS('9.2 Tidsdiff. - Setup'!$F$165:$F$8948,'9.2 Tidsdiff. - Setup'!$E$165:$E$8948,E$63,'9.2 Tidsdiff. - Setup'!$D$165:$D$8948,E$64,'9.2 Tidsdiff. - Setup'!$C$165:$C$8948,$B67)","v":341311.39999999991},{"$f":"SUMIFS('9.2 Tidsdiff. - Setup'!$F$165:$F$8948,'9.2 Tidsdiff. - Setup'!$E$165:$E$8948,E$63,'9.2 Tidsdiff. - Setup'!$D$165:$D$8948,F$64,'9.2 Tidsdiff. - Setup'!$C$165:$C$8948,$B67)","v":156355.5},null,2,{"$f":"AVERAGEIFS('9.2 Tidsdiff. - Setup'!$F$165:$F$8948,'9.2 Tidsdiff. - Setup'!$C$165:$C$8948,$H67,'9.2 Tidsdiff. - Setup'!$D$165:$D$8948,I$64,'9.2 Tidsdiff. - Setup'!$E$165:$E$8948,I$63)","v":3140.931496062994},{"$f":"AVERAGEIFS('9.2 Tidsdiff. - Setup'!$F$165:$F$8948,'9.2 Tidsdiff. - Setup'!$C$165:$C$8948,$H67,'9.2 Tidsdiff. - Setup'!$D$165:$D$8948,J$64,'9.2 Tidsdiff. - Setup'!$E$165:$E$8948,I$63)","v":3070.0374999999995},{"$f":"AVERAGEIFS('9.2 Tidsdiff. - Setup'!$F$165:$F$8948,'9.2 Tidsdiff. - Setup'!$C$165:$C$8948,$H67,'9.2 Tidsdiff. - Setup'!$D$165:$D$8948,K$64,'9.2 Tidsdiff. - Setup'!$E$165:$E$8948,K$63)","v":2752.51129032258},{"$f":"AVERAGEIFS('9.2 Tidsdiff. - Setup'!$F$165:$F$8948,'9.2 Tidsdiff. - Setup'!$C$165:$C$8948,$H67,'9.2 Tidsdiff. - Setup'!$D$165:$D$8948,L$64,'9.2 Tidsdiff. - Setup'!$E$165:$E$8948,K$63)","v":2650.093220338983},null,"1-2",3,{"$f":"P33","v":3},3,3,null,"1-2",{"$f":"IF(O67=3,C67,\"\")","v":398898.30000000022},{"$f":"IF(O67=2,C67,\"\")","v":""},{"$f":"IF(O67=1,C67,\"\")","v":""},{"$f":"IF(P67=3,D67,\"\")","v":171922.09999999998},{"$f":"IF(P67=2,D67,\"\")","v":""},{"$f":"IF(P67=1,D67,\"\")","v":""},{"$f":"IF(Q67=3,E67,\"\")","v":341311.39999999991},{"$f":"IF(Q67=2,E67,\"\")","v":""},{"$f":"IF(Q67=1,E67,\"\")","v":""},{"$f":"IF(R67=3,F67,\"\")","v":156355.5},{"$f":"IF(R67=2,F67,\"\")","v":""},{"$f":"IF(R67=1,F67,\"\")","v":""},{"$f":"SUM(U67,X67,AA67,AD67)","v":1068487.3},0,0,{"$f":"SUM(AG67:AI67)","v":1068487.3},null,"1-2",{"$f":"O67","v":3},{"$f":"Q67","v":3},{"$f":"P67","v":3},{"$f":"R67","v":3}]
[null,3,{"$f":"SUMIFS('9.2 Tidsdiff. - Setup'!$F$165:$F$8948,'9.2 Tidsdiff. - Setup'!$E$165:$E$8948,C$63,'9.2 Tidsdiff. - Setup'!$D$165:$D$8948,C$64,'9.2 Tidsdiff. - Setup'!$C$165:$C$8948,$B68)","v":392235.6},{"$f":"SUMIFS('9.2 Tidsdiff. - Setup'!$F$165:$F$8948,'9.2 Tidsdiff. - Setup'!$E$165:$E$8948,C$63,'9.2 Tidsdiff. - Setup'!$D$165:$D$8948,D$64,'9.2 Tidsdiff. - Setup'!$C$165:$C$8948,$B68)","v":169933.90000000002},{"$f":"SUMIFS('9.2 Tidsdiff. - Setup'!$F$165:$F$8948,'9.2 Tidsdiff. - Setup'!$E$165:$E$8948,E$63,'9.2 Tidsdiff. - Setup'!$D$165:$D$8948,E$64,'9.2 Tidsdiff. - Setup'!$C$165:$C$8948,$B68)","v":334082.59999999992},{"$f":"SUMIFS('9.2 Tidsdiff. - Setup'!$F$165:$F$8948,'9.2 Tidsdiff. - Setup'!$E$165:$E$8948,E$63,'9.2 Tidsdiff. - Setup'!$D$165:$D$8948,F$64,'9.2 Tidsdiff. - Setup'!$C$165:$C$8948,$B68)","v":151368.90000000002},null,3,{"$f":"AVERAGEIFS('9.2 Tidsdiff. - Setup'!$F$165:$F$8948,'9.2 Tidsdiff. - Setup'!$C$165:$C$8948,$H68,'9.2 Tidsdiff. - Setup'!$D$165:$D$8948,I$64,'9.2 Tidsdiff. - Setup'!$E$165:$E$8948,I$63)","v":3088.4692913385825},{"$f":"AVERAGEIFS('9.2 Tidsdiff. - Setup'!$F$165:$F$8948,'9.2 Tidsdiff. - Setup'!$C$165:$C$8948,$H68,'9.2 Tidsdiff. - Setup'!$D$165:$D$8948,J$64,'9.2 Tidsdiff. - Setup'!$E$165:$E$8948,I$63)","v":3034.533928571429},{"$f":"AVERAGEIFS('9.2 Tidsdiff. - Setup'!$F$165:$F$8948,'9.2 Tidsdiff. - Setup'!$C$165:$C$8948,$H68,'9.2 Tidsdiff. - Setup'!$D$165:$D$8948,K$64,'9.2 Tidsdiff. - Setup'!$E$165:$E$8948,K$63)","v":2694.2145161290314},{"$f":"AVERAGEIFS('9.2 Tidsdiff. - Setup'!$F$165:$F$8948,'9.2 Tidsdiff. - Setup'!$C$165:$C$8948,$H68,'9.2 Tidsdiff. - Setup'!$D$165:$D$8948,L$64,'9.2 Tidsdiff. - Setup'!$E$165:$E$8948,K$63)","v":2565.5745762711867},null,"2-3",3,3,3,3,null,"2-3",392235.6,"","",169933.90000000002,"","",334082.59999999992,"","",151368.90000000002,"","",1047620.9999999999,0,0,1047620.9999999999,null,"2-3",3,3,3,3]
[null,4,{"$f":"SUMIFS('9.2 Tidsdiff. - Setup'!$F$165:$F$8948,'9.2 Tidsdiff. - Setup'!$E$165:$E$8948,C$63,'9.2 Tidsdiff. - Setup'!$D$165:$D$8948,C$64,'9.2 Tidsdiff. - Setup'!$C$165:$C$8948,$B69)","v":393774.99999999977},{"$f":"SUMIFS('9.2 Tidsdiff. - Setup'!$F$165:$F$8948,'9.2 Tidsdiff. - Setup'!$E$165:$E$8948,C$63,'9.2 Tidsdiff. - Setup'!$D$165:$D$8948,D$64,'9.2 Tidsdiff. - Setup'!$C$165:$C$8948,$B69)","v":165324.49999999997},{"$f":"SUMIFS('9.2 Tidsdiff. - Setup'!$F$165:$F$8948,'9.2 Tidsdiff. - Setup'!$E$165:$E$8948,E$63,'9.2 Tidsdiff. - Setup'!$D$165:$D$8948,E$64,'9.2 Tidsdiff. - Setup'!$C$165:$C$8948,$B69)","v":333791.40000000014},{"$f":"SUMIFS('9.2 Tidsdiff. - Setup'!$F$165:$F$8948,'9.2 Tidsdiff. - Setup'!$E$165:$E$8948,E$63,'9.2 Tidsdiff. - Setup'!$D$165:$D$8948,F$64,'9.2 Tidsdiff. - Setup'!$C$165:$C$8948,$B69)","v":149373.10000000003},null,4,{"$f":"AVERAGEIFS('9.2 Tidsdiff. - Setup'!$F$165:$F$8948,'9.2 Tidsdiff. - Setup'!$C$165:$C$8948,$H69,'9.2 Tidsdiff. - Setup'!$D$165:$D$8948,I$64,'9.2 Tidsdiff. - Setup'!$E$165:$E$8948,I$63)","v":3100.5905511811006},{"$f":"AVERAGEIFS('9.2 Tidsdiff. - Setup'!$F$165:$F$8948,'9.2 Tidsdiff. - Setup'!$C$165:$C$8948,$H69,'9.2 Tidsdiff. - Setup'!$D$165:$D$8948,J$64,'9.2 Tidsdiff. - Setup'!$E$165:$E$8948,I$63)","v":2952.2232142857138},{"$f":"AVERAGEIFS('9.2 Tidsdiff. - Setup'!$F$165:$F$8948,'9.2 Tidsdiff. - Setup'!$C$165:$C$8948,$H69,'9.2 Tidsdiff. - Setup'!$D$165:$D$8948,K$64,'9.2 Tidsdiff. - Setup'!$E$165:$E$8948,K$63)","v":2691.8661290322593},{"$f":"AVERAGEIFS('9.2 Tidsdiff. - Setup'!$F$165:$F$8948,'9.2 Tidsdiff. - Setup'!$C$165:$C$8948,$H69,'9.2 Tidsdiff. - Setup'!$D$165:$D$8948,L$64,'9.2 Tidsdiff. - Setup'!$E$165:$E$8948,K$63)","v":2531.7474576271193},null,"3-4",3,3,3,3,null,"3-4",393774.99999999977,"","",165324.49999999997,"","",333791.40000000014,"","",149373.10000000003,"","",1042264,0,0,1042264,null,"3-4",3,3,3,3]
[null,5,{"$f":"SUMIFS('9.2 Tidsdiff. - Setup'!$F$165:$F$8948,'9.2 Tidsdiff. - Setup'!$E$165:$E$8948,C$63,'9.2 Tidsdiff. - Setup'!$D$165:$D$8948,C$64,'9.2 Tidsdiff. - Setup'!$C$165:$C$8948,$B70)","v":403866.00000000006},{"$f":"SUMIFS('9.2 Tidsdiff. - Setup'!$F$165:$F$8948,'9.2 Tidsdiff. - Setup'!$E$165:$E$8948,C$63,'9.2 Tidsdiff. - Setup'!$D$165:$D$8948,D$64,'9.2 Tidsdiff. - Setup'!$C$165:$C$8948,$B70)","v":165570.69999999998},{"$f":"SUMIFS('9.2 Tidsdiff. - Setup'!$F$165:$F$8948,'9.2 Tidsdiff. - Setup'!$E$165:$E$8948,E$63,'9.2 Tidsdiff. - Setup'!$D$165:$D$8948,E$64,'9.2 Tidsdiff. - Setup'!$C$165:$C$8948,$B70)","v":338278.29999999987},{"$f":"SUMIFS('9.2 Tidsdiff. - Setup'!$F$165:$F$8948,'9.2 Tidsdiff. - Setup'!$E$165:$E$8948,E$63,'9.2 Tidsdiff. - Setup'!$D$165:$D$8948,F$64,'9.2 Tidsdiff. - Setup'!$C$165:$C$8948,$B70)","v":148346.50000000009},null,5,{"$f":"AVERAGEIFS('9.2 Tidsdiff. - Setup'!$F$165:$F$8948,'9.2 Tidsdiff. - Setup'!$C$165:$C$8948,$H70,'9.2 Tidsdiff. - Setup'!$D$165:$D$8948,I$64,'9.2 Tidsdiff. - Setup'!$E$165:$E$8948,I$63)","v":3180.0472440944886},{"$f":"AVERAGEIFS('9.2 Tidsdiff. - Setup'!$F$165:$F$8948,'9.2 Tidsdiff. - Setup'!$C$165:$C$8948,$H70,'9.2 Tidsdiff. - Setup'!$D$165:$D$8948,J$64,'9.2 Tidsdiff. - Setup'!$E$165:$E$8948,I$63)","v":2956.6196428571425},{"$f":"AVERAGEIFS('9.2 Tidsdiff. - Setup'!$F$165:$F$8948,'9.2 Tidsdiff. - Setup'!$C$165:$C$8948,$H70,'9.2 Tidsdiff. - Setup'!$D$165:$D$8948,K$64,'9.2 Tidsdiff. - Setup'!$E$165:$E$8948,K$63)","v":2728.0508064516121},{"$f":"AVERAGEIFS('9.2 Tidsdiff. - Setup'!$F$165:$F$8948,'9.2 Tidsdiff. - Setup'!$C$165:$C$8948,$H70,'9.2 Tidsdiff. - Setup'!$D$165:$D$8948,L$64,'9.2 Tidsdiff. - Setup'!$E$165:$E$8948,K$63)","v":2514.3474576271201},null,"4-5",3,3,3,3,null,"4-5",403866.00000000006,"","",165570.69999999998,"","",338278.29999999987,"","",148346.50000000009,"","",1056061.5,0,0,1056061.5,null,"4-5",3,3,3,3]
[null,6,{"$f":"SUMIFS('9.2 Tidsdiff. - Setup'!$F$165:$F$8948,'9.2 Tidsdiff. - Setup'!$E$165:$E$8948,C$63,'9.2 Tidsdiff. - Setup'!$D$165:$D$8948,C$64,'9.2 Tidsdiff. - Setup'!$C$165:$C$8948,$B71)","v":439073.10000000009},{"$f":"SUMIFS('9.2 Tidsdiff. - Setup'!$F$165:$F$8948,'9.2 Tidsdiff. - Setup'!$E$165:$E$8948,C$63,'9.2 Tidsdiff. - Setup'!$D$165:$D$8948,D$64,'9.2 Tidsdiff. - Setup'!$C$165:$C$8948,$B71)","v":169854.7},{"$f":"SUMIFS('9.2 Tidsdiff. - Setup'!$F$165:$F$8948,'9.2 Tidsdiff. - Setup'!$E$165:$E$8948,E$63,'9.2 Tidsdiff. - Setup'!$D$165:$D$8948,E$64,'9.2 Tidsdiff. - Setup'!$C$165:$C$8948,$B71)","v":360326.30000000022},{"$f":"SUMIFS('9.2 Tidsdiff. - Setup'!$F$165:$F$8948,'9.2 Tidsdiff. - Setup'!$E$165:$E$8948,E$63,'9.2 Tidsdiff. - Setup'!$D$165:$D$8948,F$64,'9.2 Tidsdiff. - Setup'!$C$165:$C$8948,$B71)","v":149063.59999999998},null,6,{"$f":"AVERAGEIFS('9.2 Tidsdiff. - Setup'!$F$165:$F$8948,'9.2 Tidsdiff. - Setup'!$C$165:$C$8948,$H71,'9.2 Tidsdiff. - Setup'!$D$165:$D$8948,I$64,'9.2 Tidsdiff. - Setup'!$E$165:$E$8948,I$63)","v":3457.2685039370085},{"$f":"AVERAGEIFS('9.2 Tidsdiff. - Setup'!$F$165:$F$8948,'9.2 Tidsdiff. - Setup'!$C$165:$C$8948,$H71,'9.2 Tidsdiff. - Setup'!$D$165:$D$8948,J$64,'9.2 Tidsdiff. - Setup'!$E$165:$E$8948,I$63)","v":3033.1196428571429},{"$f":"AVERAGEIFS('9.2 Tidsdiff. - Setup'!$F$165:$F$8948,'9.2 Tidsdiff. - Setup'!$C$165:$C$8948,$H71,'9.2 Tidsdiff. - Setup'!$D$165:$D$8948,K$64,'9.2 Tidsdiff. - Setup'!$E$165:$E$8948,K$63)","v":2905.8572580645177},{"$f":"AVERAGEIFS('9.2 Tidsdiff. - Setup'!$F$165:$F$8948,'9.2 Tidsdiff. - Setup'!$C$165:$C$8948,$H71,'9.2 Tidsdiff. - Setup'!$D$165:$D$8948,L$64,'9.2 Tidsdiff. - Setup'!$E$165:$E$8948,K$63)","v":2526.5016949152537},null,"5-6",3,3,3,3,null,"5-6",439073.10000000009,"","",169854.7,"","",360326.30000000022,"","",149063.59999999998,"","",1118317.7000000002,0,0,1118317.7000000002,null,"5-6",3,3,3,3]
[null,7,{"$f":"SUMIFS('9.2 Tidsdiff. - Setup'!$F$165:$F$8948,'9.2 Tidsdiff. - Setup'!$E$165:$E$8948,C$63,'9.2 Tidsdiff. - Setup'!$D$165:$D$8948,C$64,'9.2 Tidsdiff. - Setup'!$C$165:$C$8948,$B72)","v":530391.30000000005},{"$f":"SUMIFS('9.2 Tidsdiff. - Setup'!$F$165:$F$8948,'9.2 Tidsdiff. - Setup'!$E$165:$E$8948,C$63,'9.2 Tidsdiff. - Setup'!$D$165:$D$8948,D$64,'9.2 Tidsdiff. - Setup'!$C$165:$C$8948,$B72)","v":180035.7},{"$f":"SUMIFS('9.2 Tidsdiff. - Setup'!$F$165:$F$8948,'9.2 Tidsdiff. - Setup'!$E$165:$E$8948,E$63,'9.2 Tidsdiff. - Setup'!$D$165:$D$8948,E$64,'9.2 Tidsdiff. - Setup'!$C$165:$C$8948,$B72)","v":425813.50000000012},{"$f":"SUMIFS('9.2 Tidsdiff. - Setup'!$F$165:$F$8948,'9.2 Tidsdiff. - Setup'!$E$165:$E$8948,E$63,'9.2 Tidsdiff. - Setup'!$D$165:$D$8948,F$64,'9.2 Tidsdiff. - Setup'!$C$165:$C$8948,$B72)","v":155777.4},null,7,{"$f":"AVERAGEIFS('9.2 Tidsdiff. - Setup'!$F$165:$F$8948,'9.2 Tidsdiff. - Setup'!$C$165:$C$8948,$H72,'9.2 Tidsdiff. - Setup'!$D$165:$D$8948,I$64,'9.2 Tidsdiff. - Setup'!$E$165:$E$8948,I$63)","v":4176.3094488188981},{"$f":"AVERAGEIFS('9.2 Tidsdiff. - Setup'!$F$165:$F$8948,'9.2 Tidsdiff. - Setup'!$C$165:$C$8948,$H72,'9.2 Tidsdiff. - Setup'!$D$165:$D$8948,J$64,'9.2 Tidsdiff. - Setup'!$E$165:$E$8948,I$63)","v":3214.9232142857145},{"$f":"AVERAGEIFS('9.2 Tidsdiff. - Setup'!$F$165:$F$8948,'9.2 Tidsdiff. - Setup'!$C$165:$C$8948,$H72,'9.2 Tidsdiff. - Setup'!$D$165:$D$8948,K$64,'9.2 Tidsdiff. - Setup'!$E$165:$E$8948,K$63)","v":3433.9798387096785},{"$f":"AVERAGEIFS('9.2 Tidsdiff. - Setup'!$F$165:$F$8948,'9.2 Tidsdiff. - Setup'!$C$165:$C$8948,$H72,'9.2 Tidsdiff. - Setup'!$D$165:$D$8948,L$64,'9.2 Tidsdiff. - Setup'!$E$165:$E$8948,K$63)","v":2640.2949152542374},null,"6-7",2,3,3,3,null,"6-7","",530391.30000000005,"",180035.7,"","",425813.50000000012,"","",155777.4,"","",761626.60000000021,530391.30000000005,0,1292017.9000000004,null,"6-7",2,3,3,3]
[null,8,{"$f":"SUMIFS('9.2 Tidsdiff. - Setup'!$F$165:$F$8948,'9.2 Tidsdiff. - Setup'!$E$165:$E$8948,C$63,'9.2 Tidsdiff. - Setup'!$D$165:$D$8948,C$64,'9.2 Tidsdiff. - Setup'!$C$165:$C$8948,$B73)","v":627914.9},{"$f":"SUMIFS('9.2 Tidsdiff. - Setup'!$F$165:$F$8948,'9.2 Tidsdiff. - Setup'!$E$165:$E$8948,C$63,'9.2 Tidsdiff. - Setup'!$D$165:$D$8948,D$64,'9.2 Tidsdiff. - Setup'!$C$165:$C$8948,$B73)","v":196194.70000000004},{"$f":"SUMIFS('9.2 Tidsdiff. - Setup'!$F$165:$F$8948,'9.2 Tidsdiff. - Setup'!$E$165:$E$8948,E$63,'9.2 Tidsdiff. - Setup'!$D$165:$D$8948,E$64,'9.2 Tidsdiff. - Setup'!$C$165:$C$8948,$B73)","v":502934.99999999983},{"$f":"SUMIFS('9.2 Tidsdiff. - Setup'!$F$165:$F$8948,'9.2 Tidsdiff. - Setup'!$E$165:$E$8948,E$63,'9.2 Tidsdiff. - Setup'!$D$165:$D$8948,F$64,'9.2 Tidsdiff. - Setup'!$C$165:$C$8948,$B73)","v":171342.89999999997},null,8,{"$f":"AVERAGEIFS('9.2 Tidsdiff. - Setup'!$F$165:$F$8948,'9.2 Tidsdiff. - Setup'!$C$165:$C$8948,$H73,'9.2 Tidsdiff. - Setup'!$D$165:$D$8948,I$64,'9.2 Tidsdiff. - Setup'!$E$165:$E$8948,I$63)","v":4944.2118110236224},{"$f":"AVERAGEIFS('9.2 Tidsdiff. - Setup'!$F$165:$F$8948,'9.2 Tidsdiff. - Setup'!$C$165:$C$8948,$H73,'9.2 Tidsdiff. - Setup'!$D$165:$D$8948,J$64,'9.2 Tidsdiff. - Setup'!$E$165:$E$8948,I$63)","v":3503.4767857142865},{"$f":"AVERAGEIFS('9.2 Tidsdiff. - Setup'!$F$165:$F$8948,'9.2 Tidsdiff. - Setup'!$C$165:$C$8948,$H73,'9.2 Tidsdiff. - Setup'!$D$165:$D$8948,K$64,'9.2 Tidsdiff. - Setup'!$E$165:$E$8948,K$63)","v":4055.9274193548372},{"$f":"AVERAGEIFS('9.2 Tidsdiff. - Setup'!$F$165:$F$8948,'9.2 Tidsdiff. - Setup'!$C$165:$C$8948,$H73,'9.2 Tidsdiff. - Setup'!$D$165:$D$8948,L$64,'9.2 Tidsdiff. - Setup'!$E$165:$E$8948,K$63)","v":2904.1169491525416},null,"7-8",1,3,2,3,null,"7-8","","",627914.9,196194.70000000004,"","","",502934.99999999983,"",171342.89999999997,"","",367537.6,502934.99999999983,627914.9,1498387.5,null,"7-8",1,2,3,3]
[null,9,{"$f":"SUMIFS('9.2 Tidsdiff. - Setup'!$F$165:$F$8948,'9.2 Tidsdiff. - Setup'!$E$165:$E$8948,C$63,'9.2 Tidsdiff. - Setup'!$D$165:$D$8948,C$64,'9.2 Tidsdiff. - Setup'!$C$165:$C$8948,$B74)","v":655702.99999999977},{"$f":"SUMIFS('9.2 Tidsdiff. - Setup'!$F$165:$F$8948,'9.2 Tidsdiff. - Setup'!$E$165:$E$8948,C$63,'9.2 Tidsdiff. - Setup'!$D$165:$D$8948,D$64,'9.2 Tidsdiff. - Setup'!$C$165:$C$8948,$B74)","v":213839.10000000006},{"$f":"SUMIFS('9.2 Tidsdiff. - Setup'!$F$165:$F$8948,'9.2 Tidsdiff. - Setup'!$E$165:$E$8948,E$63,'9.2 Tidsdiff. - Setup'!$D$165:$D$8948,E$64,'9.2 Tidsdiff. - Setup'!$C$165:$C$8948,$B74)","v":540840.50000000012},{"$f":"SUMIFS('9.2 Tidsdiff. - Setup'!$F$165:$F$8948,'9.2 Tidsdiff. - Setup'!$E$165:$E$8948,E$63,'9.2 Tidsdiff. - Setup'!$D$165:$D$8948,F$64,'9.2 Tidsdiff. - Setup'!$C$165:$C$8948,$B74)","v":190463.80000000005},null,9,{"$f":"AVERAGEIFS('9.2 Tidsdiff. - Setup'!$F$165:$F$8948,'9.2 Tidsdiff. - Setup'!$C$165:$C$8948,$H74,'9.2 Tidsdiff. - Setup'!$D$165:$D$8948,I$64,'9.2 Tidsdiff. - Setup'!$E$165:$E$8948,I$63)","v":5163.0157480314938},{"$f":"AVERAGEIFS('9.2 Tidsdiff. - Setup'!$F$165:$F$8948,'9.2 Tidsdiff. - Setup'!$C$165:$C$8948,$H74,'9.2 Tidsdiff. - Setup'!$D$165:$D$8948,J$64,'9.2 Tidsdiff. - Setup'!$E$165:$E$8948,I$63)","v":3818.5553571428582},{"$f":"AVERAGEIFS('9.2 Tidsdiff. - Setup'!$F$165:$F$8948,'9.2 Tidsdiff. - Setup'!$C$165:$C$8948,$H74,'9.2 Tidsdiff. - Setup'!$D$165:$D$8948,K$64,'9.2 Tidsdiff. - Setup'!$E$165:$E$8948,K$63)","v":4361.6169354838721},{"$f":"AVERAGEIFS('9.2 Tidsdiff. - Setup'!$F$165:$F$8948,'9.2 Tidsdiff. - Setup'!$C$165:$C$8948,$H74,'9.2 Tidsdiff. - Setup'!$D$165:$D$8948,L$64,'9.2 Tidsdiff. - Setup'!$E$165:$E$8948,K$63)","v":3228.2000000000007},null,"8-9",1,3,2,3,null,"8-9","","",655702.99999999977,213839.10000000006,"","","",540840.50000000012,"",190463.80000000005,"","",404302.90000000014,540840.50000000012,655702.99999999977,1600846.4,null,"8-9",1,2,3,3]
[null,10,{"$f":"SUMIFS('9.2 Tidsdiff. - Setup'!$F$165:$F$8948,'9.2 Tidsdiff. - Setup'!$E$165:$E$8948,C$63,'9.2 Tidsdiff. - Setup'!$D$165:$D$8948,C$64,'9.2 Tidsdiff. - Setup'!$C$165:$C$8948,$B75)","v":655556.90000000014},{"$f":"SUMIFS('9.2 Tidsdiff. - Setup'!$F$165:$F$8948,'9.2 Tidsdiff. - Setup'!$E$165:$E$8948,C$63,'9.2 Tidsdiff. - Setup'!$D$165:$D$8948,D$64,'9.2 Tidsdiff. - Setup'!$C$165:$C$8948,$B75)","v":226298.39999999997},{"$f":"SUMIFS('9.2 Tidsdiff. - Setup'!$F$165:$F$8948,'9.2 Tidsdiff. - Setup'!$E$165:$E$8948,E$63,'9.2 Tidsdiff. - Setup'!$D$165:$D$8948,E$64,'9.2 Tidsdiff. - Setup'!$C$165:$C$8948,$B75)","v":552672.10000000033},{"$f":"SUMIFS('9.2 Tidsdiff. - Setup'!$F$165:$F$8948,'9.2 Tidsdiff. - Setup'!$E$165:$E$8948,E$63,'9.2 Tidsdiff. - Setup'!$D$165:$D$8948,F$64,'9.2 Tidsdiff. - Setup'!$C$165:$C$8948,$B75)","v":203221.80000000002},null,10,{"$f":"AVERAGEIFS('9.2 Tidsdiff. - Setup'!$F$165:$F$8948,'9.2 Tidsdiff. - Setup'!$C$165:$C$8948,$H75,'9.2 Tidsdiff. - Setup'!$D$165:$D$8948,I$64,'9.2 Tidsdiff. - Setup'!$E$165:$E$8948,I$63)","v":5161.86535433071},{"$f":"AVERAGEIFS('9.2 Tidsdiff. - Setup'!$F$165:$F$8948,'9.2 Tidsdiff. - Setup'!$C$165:$C$8948,$H75,'9.2 Tidsdiff. - Setup'!$D$165:$D$8948,J$64,'9.2 Tidsdiff. - Setup'!$E$165:$E$8948,I$63)","v":4041.0428571428565},{"$f":"AVERAGEIFS('9.2 Tidsdiff. - Setup'!$F$165:$F$8948,'9.2 Tidsdiff. - Setup'!$C$165:$C$8948,$H75,'9.2 Tidsdiff. - Setup'!$D$165:$D$8948,K$64,'9.2 Tidsdiff. - Setup'!$E$165:$E$8948,K$63)","v":4457.0330645161321},{"$f":"AVERAGEIFS('9.2 Tidsdiff. - Setup'!$F$165:$F$8948,'9.2 Tidsdiff. - Setup'!$C$165:$C$8948,$H75,'9.2 Tidsdiff. - Setup'!$D$165:$D$8948,L$64,'9.2 Tidsdiff. - Setup'!$E$165:$E$8948,K$63)","v":3444.4372881355935},null,"9-10",1,3,2,3,null,"9-10","","",655556.90000000014,226298.39999999997,"","","",552672.10000000033,"",203221.80000000002,"","",429520.19999999995,552672.10000000033,655556.90000000014,1637749.2000000004,null,"9-10",1,2,3,3]
[null,11,{"$f":"SUMIFS('9.2 Tidsdiff. - Setup'!$F$165:$F$8948,'9.2 Tidsdiff. - Setup'!$E$165:$E$8948,C$63,'9.2 Tidsdiff. - Setup'!$D$165:$D$8948,C$64,'9.2 Tidsdiff. - Setup'!$C$165:$C$8948,$B76)","v":660921.40000000026},{"$f":"SUMIFS('9.2 Tidsdiff. - Setup'!$F$165:$F$8948,'9.2 Tidsdiff. - Setup'!$E$165:$E$8948,C$63,'9.2 Tidsdiff. - Setup'!$D$165:$D$8948,D$64,'9.2 Tidsdiff. - Setup'!$C$165:$C$8948,$B76)","v":232211.10000000003},{"$f":"SUMIFS('9.2 Tidsdiff. - Setup'!$F$165:$F$8948,'9.2 Tidsdiff. - Setup'!$E$165:$E$8948,E$63,'9.2 Tidsdiff. - Setup'!$D$165:$D$8948,E$64,'9.2 Tidsdiff. - Setup'!$C$165:$C$8948,$B76)","v":564038.49999999988},{"$f":"SUMIFS('9.2 Tidsdiff. - Setup'!$F$165:$F$8948,'9.2 Tidsdiff. - Setup'!$E$165:$E$8948,E$63,'9.2 Tidsdiff. - Setup'!$D$165:$D$8948,F$64,'9.2 Tidsdiff. - Setup'!$C$165:$C$8948,$B76)","v":209066.99999999997},null,11,{"$f":"AVERAGEIFS('9.2 Tidsdiff. - Setup'!$F$165:$F$8948,'9.2 Tidsdiff. - Setup'!$C$165:$C$8948,$H76,'9.2 Tidsdiff. - Setup'!$D$165:$D$8948,I$64,'9.2 Tidsdiff. - Setup'!$E$165:$E$8948,I$63)","v":5204.1055118110253},{"$f":"AVERAGEIFS('9.2 Tidsdiff. - Setup'!$F$165:$F$8948,'9.2 Tidsdiff. - Setup'!$C$165:$C$8948,$H76,'9.2 Tidsdiff. - Setup'!$D$165:$D$8948,J$64,'9.2 Tidsdiff. - Setup'!$E$165:$E$8948,I$63)","v":4146.6267857142866},{"$f":"AVERAGEIFS('9.2 Tidsdiff. - Setup'!$F$165:$F$8948,'9.2 Tidsdiff. - Setup'!$C$165:$C$8948,$H76,'9.2 Tidsdiff. - Setup'!$D$165:$D$8948,K$64,'9.2 Tidsdiff. - Setup'!$E$165:$E$8948,K$63)","v":4548.6975806451601},{"$f":"AVERAGEIFS('9.2 Tidsdiff. - Setup'!$F$165:$F$8948,'9.2 Tidsdiff. - Setup'!$C$165:$C$8948,$H76,'9.2 Tidsdiff. - Setup'!$D$165:$D$8948,L$64,'9.2 Tidsdiff. - Setup'!$E$165:$E$8948,K$63)","v":3543.5084745762706},null,"10-11",1,3,2,3,null,"10-11","","",660921.40000000026,232211.10000000003,"","","",564038.49999999988,"",209066.99999999997,"","",441278.1,564038.49999999988,660921.40000000026,1666238,null,"10-11",1,2,3,3]
[null,12,{"$f":"SUMIFS('9.2 Tidsdiff. - Setup'!$F$165:$F$8948,'9.2 Tidsdiff. - Setup'!$E$165:$E$8948,C$63,'9.2 Tidsdiff. - Setup'!$D$165:$D$8948,C$64,'9.2 Tidsdiff. - Setup'!$C$165:$C$8948,$B77)","v":653565.10000000033},{"$f":"SUMIFS('9.2 Tidsdiff. - Setup'!$F$165:$F$8948,'9.2 Tidsdiff. - Setup'!$E$165:$E$8948,C$63,'9.2 Tidsdiff. - Setup'!$D$165:$D$8948,D$64,'9.2 Tidsdiff. - Setup'!$C$165:$C$8948,$B77)","v":232741.50000000003},{"$f":"SUMIFS('9.2 Tidsdiff. - Setup'!$F$165:$F$8948,'9.2 Tidsdiff. - Setup'!$E$165:$E$8948,E$63,'9.2 Tidsdiff. - Setup'!$D$165:$D$8948,E$64,'9.2 Tidsdiff. - Setup'!$C$165:$C$8948,$B77)","v":561335.90000000026},{"$f":"SUMIFS('9.2 Tidsdiff. - Setup'!$F$165:$F$8948,'9.2 Tidsdiff. - Setup'!$E$165:$E$8948,E$63,'9.2 Tidsdiff. - Setup'!$D$165:$D$8948,F$64,'9.2 Tidsdiff. - Setup'!$C$165:$C$8948,$B77)","v":209432.10000000003},null,12,{"$f":"AVERAGEIFS('9.2 Tidsdiff. - Setup'!$F$165:$F$8948,'9.2 Tidsdiff. - Setup'!$C$165:$C$8948,$H77,'9.2 Tidsdiff. - Setup'!$D$165:$D$8948,I$64,'9.2 Tidsdiff. - Setup'!$E$165:$E$8948,I$63)","v":5146.1818897637822},{"$f":"AVERAGEIFS('9.2 Tidsdiff. - Setup'!$F$165:$F$8948,'9.2 Tidsdiff. - Setup'!$C$165:$C$8948,$H77,'9.2 Tidsdiff. - Setup'!$D$165:$D$8948,J$64,'9.2 Tidsdiff. - Setup'!$E$165:$E$8948,I$63)","v":4156.0982142857147},{"$f":"AVERAGEIFS('9.2 Tidsdiff. - Setup'!$F$165:$F$8948,'9.2 Tidsdiff. - Setup'!$C$165:$C$8948,$H77,'9.2 Tidsdiff. - Setup'!$D$165:$D$8948,K$64,'9.2 Tidsdiff. - Setup'!$E$165:$E$8948,K$63)","v":4526.9024193548412},{"$f":"AVERAGEIFS('9.2 Tidsdiff. - Setup'!$F$165:$F$8948,'9.2 Tidsdiff. - Setup'!$C$165:$C$8948,$H77,'9.2 Tidsdiff. - Setup'!$D$165:$D$8948,L$64,'9.2 Tidsdiff. - Setup'!$E$165:$E$8948,K$63)","v":3549.696610169492},null,"11-12",1,3,2,3,null,"11-12","","",653565.10000000033,232741.50000000003,"","","",561335.90000000026,"",209432.10000000003,"","",442173.60000000009,561335.90000000026,653565.10000000033,1657074.6000000006,null,"11-12",1,2,3,3]
[null,13,{"$f":"SUMIFS('9.2 Tidsdiff. - Setup'!$F$165:$F$8948,'9.2 Tidsdiff. - Setup'!$E$165:$E$8948,C$63,'9.2 Tidsdiff. - Setup'!$D$165:$D$8948,C$64,'9.2 Tidsdiff. - Setup'!$C$165:$C$8948,$B78)","v":637675.99999999977},{"$f":"SUMIFS('9.2 Tidsdiff. - Setup'!$F$165:$F$8948,'9.2 Tidsdiff. - Setup'!$E$165:$E$8948,C$63,'9.2 Tidsdiff. - Setup'!$D$165:$D$8948,D$64,'9.2 Tidsdiff. - Setup'!$C$165:$C$8948,$B78)","v":229325.6},{"$f":"SUMIFS('9.2 Tidsdiff. - Setup'!$F$165:$F$8948,'9.2 Tidsdiff. - Setup'!$E$165:$E$8948,E$63,'9.2 Tidsdiff. - Setup'!$D$165:$D$8948,E$64,'9.2 Tidsdiff. - Setup'!$C$165:$C$8948,$B78)","v":549805.6},{"$f":"SUMIFS('9.2 Tidsdiff. - Setup'!$F$165:$F$8948,'9.2 Tidsdiff. - Setup'!$E$165:$E$8948,E$63,'9.2 Tidsdiff. - Setup'!$D$165:$D$8948,F$64,'9.2 Tidsdiff. - Setup'!$C$165:$C$8948,$B78)","v":206474.4},null,13,{"$f":"AVERAGEIFS('9.2 Tidsdiff. - Setup'!$F$165:$F$8948,'9.2 Tidsdiff. - Setup'!$C$165:$C$8948,$H78,'9.2 Tidsdiff. - Setup'!$D$165:$D$8948,I$64,'9.2 Tidsdiff. - Setup'!$E$165:$E$8948,I$63)","v":5021.0708661417302},{"$f":"AVERAGEIFS('9.2 Tidsdiff. - Setup'!$F$165:$F$8948,'9.2 Tidsdiff. - Setup'!$C$165:$C$8948,$H78,'9.2 Tidsdiff. - Setup'!$D$165:$D$8948,J$64,'9.2 Tidsdiff. - Setup'!$E$165:$E$8948,I$63)","v":4095.1},{"$f":"AVERAGEIFS('9.2 Tidsdiff. - Setup'!$F$165:$F$8948,'9.2 Tidsdiff. - Setup'!$C$165:$C$8948,$H78,'9.2 Tidsdiff. - Setup'!$D$165:$D$8948,K$64,'9.2 Tidsdiff. - Setup'!$E$165:$E$8948,K$63)","v":4433.9161290322581},{"$f":"AVERAGEIFS('9.2 Tidsdiff. - Setup'!$F$165:$F$8948,'9.2 Tidsdiff. - Setup'!$C$165:$C$8948,$H78,'9.2 Tidsdiff. - Setup'!$D$165:$D$8948,L$64,'9.2 Tidsdiff. - Setup'!$E$165:$E$8948,K$63)","v":3499.5661016949152},null,"12-13",1,3,2,3,null,"12-13","","",637675.99999999977,229325.6,"","","",549805.6,"",206474.4,"","",435800,549805.6,637675.99999999977,1623281.5999999996,null,"12-13",1,2,3,3]
[null,14,{"$f":"SUMIFS('9.2 Tidsdiff. - Setup'!$F$165:$F$8948,'9.2 Tidsdiff. - Setup'!$E$165:$E$8948,C$63,'9.2 Tidsdiff. - Setup'!$D$165:$D$8948,C$64,'9.2 Tidsdiff. - Setup'!$C$165:$C$8948,$B79)","v":634668.09999999986},{"$f":"SUMIFS('9.2 Tidsdiff. - Setup'!$F$165:$F$8948,'9.2 Tidsdiff. - Setup'!$E$165:$E$8948,C$63,'9.2 Tidsdiff. - Setup'!$D$165:$D$8948,D$64,'9.2 Tidsdiff. - Setup'!$C$165:$C$8948,$B79)","v":225864.2},{"$f":"SUMIFS('9.2 Tidsdiff. - Setup'!$F$165:$F$8948,'9.2 Tidsdiff. - Setup'!$E$165:$E$8948,E$63,'9.2 Tidsdiff. - Setup'!$D$165:$D$8948,E$64,'9.2 Tidsdiff. - Setup'!$C$165:$C$8948,$B79)","v":547578.80000000005},{"$f":"SUMIFS('9.2 Tidsdiff. - Setup'!$F$165:$F$8948,'9.2 Tidsdiff. - Setup'!$E$165:$E$8948,E$63,'9.2 Tidsdiff. - Setup'!$D$165:$D$8948,F$64,'9.2 Tidsdiff. - Setup'!$C$165:$C$8948,$B79)","v":203057.29999999993},null,14,{"$f":"AVERAGEIFS('9.2 Tidsdiff. - Setup'!$F$165:$F$8948,'9.2 Tidsdiff. - Setup'!$C$165:$C$8948,$H79,'9.2 Tidsdiff. - Setup'!$D$165:$D$8948,I$64,'9.2 Tidsdiff. - Setup'!$E$165:$E$8948,I$63)","v":4997.3866141732269},{"$f":"AVERAGEIFS('9.2 Tidsdiff. - Setup'!$F$165:$F$8948,'9.2 Tidsdiff. - Setup'!$C$165:$C$8948,$H79,'9.2 Tidsdiff. - Setup'!$D$165:$D$8948,J$64,'9.2 Tidsdiff. - Setup'!$E$165:$E$8948,I$63)","v":4033.2892857142861},{"$f":"AVERAGEIFS('9.2 Tidsdiff. - Setup'!$F$165:$F$8948,'9.2 Tidsdiff. - Setup'!$C$165:$C$8948,$H79,'9.2 Tidsdiff. - Setup'!$D$165:$D$8948,K$64,'9.2 Tidsdiff. - Setup'!$E$165:$E$8948,K$63)","v":4415.9580645161295},{"$f":"AVERAGEIFS('9.2 Tidsdiff. - Setup'!$F$165:$F$8948,'9.2 Tidsdiff. - Setup'!$C$165:$C$8948,$H79,'9.2 Tidsdiff. - Setup'!$D$165:$D$8948,L$64,'9.2 Tidsdiff. - Setup'!$E$165:$E$8948,K$63)","v":3441.6491525423717},null,"13-14",1,3,2,3,null,"13-14","","",634668.09999999986,225864.2,"","","",547578.80000000005,"",203057.29999999993,"","",428921.49999999994,547578.80000000005,634668.09999999986,1611168.4,null,"13-14",1,2,3,3]
[null,15,{"$f":"SUMIFS('9.2 Tidsdiff. - Setup'!$F$165:$F$8948,'9.2 Tidsdiff. - Setup'!$E$165:$E$8948,C$63,'9.2 Tidsdiff. - Setup'!$D$165:$D$8948,C$64,'9.2 Tidsdiff. - Setup'!$C$165:$C$8948,$B80)","v":623073.59999999986},{"$f":"SUMIFS('9.2 Tidsdiff. - Setup'!$F$165:$F$8948,'9.2 Tidsdiff. - Setup'!$E$165:$E$8948,C$63,'9.2 Tidsdiff. - Setup'!$D$165:$D$8948,D$64,'9.2 Tidsdiff. - Setup'!$C$165:$C$8948,$B80)","v":224498.6},{"$f":"SUMIFS('9.2 Tidsdiff. - Setup'!$F$165:$F$8948,'9.2 Tidsdiff. - Setup'!$E$165:$E$8948,E$63,'9.2 Tidsdiff. - Setup'!$D$165:$D$8948,E$64,'9.2 Tidsdiff. - Setup'!$C$165:$C$8948,$B80)","v":534716.40000000014},{"$f":"SUMIFS('9.2 Tidsdiff. - Setup'!$F$165:$F$8948,'9.2 Tidsdiff. - Setup'!$E$165:$E$8948,E$63,'9.2 Tidsdiff. - Setup'!$D$165:$D$8948,F$64,'9.2 Tidsdiff. - Setup'!$C$165:$C$8948,$B80)","v":200094.59999999998},null,15,{"$f":"AVERAGEIFS('9.2 Tidsdiff. - Setup'!$F$165:$F$8948,'9.2 Tidsdiff. - Setup'!$C$165:$C$8948,$H80,'9.2 Tidsdiff. - Setup'!$D$165:$D$8948,I$64,'9.2 Tidsdiff. - Setup'!$E$165:$E$8948,I$63)","v":4906.0913385826761},{"$f":"AVERAGEIFS('9.2 Tidsdiff. - Setup'!$F$165:$F$8948,'9.2 Tidsdiff. - Setup'!$C$165:$C$8948,$H80,'9.2 Tidsdiff. - Setup'!$D$165:$D$8948,J$64,'9.2 Tidsdiff. - Setup'!$E$165:$E$8948,I$63)","v":4008.9035714285715},{"$f":"AVERAGEIFS('9.2 Tidsdiff. - Setup'!$F$165:$F$8948,'9.2 Tidsdiff. - Setup'!$C$165:$C$8948,$H80,'9.2 Tidsdiff. - Setup'!$D$165:$D$8948,K$64,'9.2 Tidsdiff. - Setup'!$E$165:$E$8948,K$63)","v":4312.2290322580657},{"$f":"AVERAGEIFS('9.2 Tidsdiff. - Setup'!$F$165:$F$8948,'9.2 Tidsdiff. - Setup'!$C$165:$C$8948,$H80,'9.2 Tidsdiff. - Setup'!$D$165:$D$8948,L$64,'9.2 Tidsdiff. - Setup'!$E$165:$E$8948,K$63)","v":3391.4338983050843},null,"14-15",1,3,2,3,null,"14-15","","",623073.59999999986,224498.6,"","","",534716.40000000014,"",200094.59999999998,"","",424593.19999999995,534716.40000000014,623073.59999999986,1582383.2,null,"14-15",1,2,3,3]
[null,16,{"$f":"SUMIFS('9.2 Tidsdiff. - Setup'!$F$165:$F$8948,'9.2 Tidsdiff. - Setup'!$E$165:$E$8948,C$63,'9.2 Tidsdiff. - Setup'!$D$165:$D$8948,C$64,'9.2 Tidsdiff. - Setup'!$C$165:$C$8948,$B81)","v":608304.6},{"$f":"SUMIFS('9.2 Tidsdiff. - Setup'!$F$165:$F$8948,'9.2 Tidsdiff. - Setup'!$E$165:$E$8948,C$63,'9.2 Tidsdiff. - Setup'!$D$165:$D$8948,D$64,'9.2 Tidsdiff. - Setup'!$C$165:$C$8948,$B81)","v":226192.9},{"$f":"SUMIFS('9.2 Tidsdiff. - Setup'!$F$165:$F$8948,'9.2 Tidsdiff. - Setup'!$E$165:$E$8948,E$63,'9.2 Tidsdiff. - Setup'!$D$165:$D$8948,E$64,'9.2 Tidsdiff. - Setup'!$C$165:$C$8948,$B81)","v":514302.89999999991},{"$f":"SUMIFS('9.2 Tidsdiff. - Setup'!$F$165:$F$8948,'9.2 Tidsdiff. - Setup'!$E$165:$E$8948,E$63,'9.2 Tidsdiff. - Setup'!$D$165:$D$8948,F$64,'9.2 Tidsdiff. - Setup'!$C$165:$C$8948,$B81)","v":198194.10000000003},null,16,{"$f":"AVERAGEIFS('9.2 Tidsdiff. - Setup'!$F$165:$F$8948,'9.2 Tidsdiff. - Setup'!$C$165:$C$8948,$H81,'9.2 Tidsdiff. - Setup'!$D$165:$D$8948,I$64,'9.2 Tidsdiff. - Setup'!$E$165:$E$8948,I$63)","v":4789.8},{"$f":"AVERAGEIFS('9.2 Tidsdiff. - Setup'!$F$165:$F$8948,'9.2 Tidsdiff. - Setup'!$C$165:$C$8948,$H81,'9.2 Tidsdiff. - Setup'!$D$165:$D$8948,J$64,'9.2 Tidsdiff. - Setup'!$E$165:$E$8948,I$63)","v":4039.1589285714285},{"$f":"AVERAGEIFS('9.2 Tidsdiff. - Setup'!$F$165:$F$8948,'9.2 Tidsdiff. - Setup'!$C$165:$C$8948,$H81,'9.2 Tidsdiff. - Setup'!$D$165:$D$8948,K$64,'9.2 Tidsdiff. - Setup'!$E$165:$E$8948,K$63)","v":4147.6040322580639},{"$f":"AVERAGEIFS('9.2 Tidsdiff. - Setup'!$F$165:$F$8948,'9.2 Tidsdiff. - Setup'!$C$165:$C$8948,$H81,'9.2 Tidsdiff. - Setup'!$D$165:$D$8948,L$64,'9.2 Tidsdiff. - Setup'!$E$165:$E$8948,K$63)","v":3359.2220338983057},null,"15-16",1,3,2,3,null,"15-16","","",608304.6,226192.9,"","","",514302.89999999991,"",198194.10000000003,"","",424387,514302.89999999991,608304.6,1546994.5,null,"15-16",1,2,3,3]
[null,17,{"$f":"SUMIFS('9.2 Tidsdiff. - Setup'!$F$165:$F$8948,'9.2 Tidsdiff. - Setup'!$E$165:$E$8948,C$63,'9.2 Tidsdiff. - Setup'!$D$165:$D$8948,C$64,'9.2 Tidsdiff. - Setup'!$C$165:$C$8948,$B82)","v":625101.00000000058},{"$f":"SUMIFS('9.2 Tidsdiff. - Setup'!$F$165:$F$8948,'9.2 Tidsdiff. - Setup'!$E$165:$E$8948,C$63,'9.2 Tidsdiff. - Setup'!$D$165:$D$8948,D$64,'9.2 Tidsdiff. - Setup'!$C$165:$C$8948,$B82)","v":239613.5},{"$f":"SUMIFS('9.2 Tidsdiff. - Setup'!$F$165:$F$8948,'9.2 Tidsdiff. - Setup'!$E$165:$E$8948,E$63,'9.2 Tidsdiff. - Setup'!$D$165:$D$8948,E$64,'9.2 Tidsdiff. - Setup'!$C$165:$C$8948,$B82)","v":507268.69999999995},{"$f":"SUMIFS('9.2 Tidsdiff. - Setup'!$F$165:$F$8948,'9.2 Tidsdiff. - Setup'!$E$165:$E$8948,E$63,'9.2 Tidsdiff. - Setup'!$D$165:$D$8948,F$64,'9.2 Tidsdiff. - Setup'!$C$165:$C$8948,$B82)","v":201385.69999999998},null,17,{"$f":"AVERAGEIFS('9.2 Tidsdiff. - Setup'!$F$165:$F$8948,'9.2 Tidsdiff. - Setup'!$C$165:$C$8948,$H82,'9.2 Tidsdiff. - Setup'!$D$165:$D$8948,I$64,'9.2 Tidsdiff. - Setup'!$E$165:$E$8948,I$63)","v":4922.055118110241},{"$f":"AVERAGEIFS('9.2 Tidsdiff. - Setup'!$F$165:$F$8948,'9.2 Tidsdiff. - Setup'!$C$165:$C$8948,$H82,'9.2 Tidsdiff. - Setup'!$D$165:$D$8948,J$64,'9.2 Tidsdiff. - Setup'!$E$165:$E$8948,I$63)","v":4278.8125},{"$f":"AVERAGEIFS('9.2 Tidsdiff. - Setup'!$F$165:$F$8948,'9.2 Tidsdiff. - Setup'!$C$165:$C$8948,$H82,'9.2 Tidsdiff. - Setup'!$D$165:$D$8948,K$64,'9.2 Tidsdiff. - Setup'!$E$165:$E$8948,K$63)","v":4090.8766129032256},{"$f":"AVERAGEIFS('9.2 Tidsdiff. - Setup'!$F$165:$F$8948,'9.2 Tidsdiff. - Setup'!$C$165:$C$8948,$H82,'9.2 Tidsdiff. - Setup'!$D$165:$D$8948,L$64,'9.2 Tidsdiff. - Setup'!$E$165:$E$8948,K$63)","v":3413.3169491525423},null,"16-17",1,3,2,3,null,"16-17","","",625101.00000000058,239613.5,"","","",507268.69999999995,"",201385.69999999998,"","",440999.19999999995,507268.69999999995,625101.00000000058,1573368.9000000004,null,"16-17",1,2,3,3]
[null,18,{"$f":"SUMIFS('9.2 Tidsdiff. - Setup'!$F$165:$F$8948,'9.2 Tidsdiff. - Setup'!$E$165:$E$8948,C$63,'9.2 Tidsdiff. - Setup'!$D$165:$D$8948,C$64,'9.2 Tidsdiff. - Setup'!$C$165:$C$8948,$B83)","v":676274.39999999991},{"$f":"SUMIFS('9.2 Tidsdiff. - Setup'!$F$165:$F$8948,'9.2 Tidsdiff. - Setup'!$E$165:$E$8948,C$63,'9.2 Tidsdiff. - Setup'!$D$165:$D$8948,D$64,'9.2 Tidsdiff. - Setup'!$C$165:$C$8948,$B83)","v":263862.30000000005},{"$f":"SUMIFS('9.2 Tidsdiff. - Setup'!$F$165:$F$8948,'9.2 Tidsdiff. - Setup'!$E$165:$E$8948,E$63,'9.2 Tidsdiff. - Setup'!$D$165:$D$8948,E$64,'9.2 Tidsdiff. - Setup'!$C$165:$C$8948,$B83)","v":530811.89999999991},{"$f":"SUMIFS('9.2 Tidsdiff. - Setup'!$F$165:$F$8948,'9.2 Tidsdiff. - Setup'!$E$165:$E$8948,E$63,'9.2 Tidsdiff. - Setup'!$D$165:$D$8948,F$64,'9.2 Tidsdiff. - Setup'!$C$165:$C$8948,$B83)","v":216302.3},null,18,{"$f":"AVERAGEIFS('9.2 Tidsdiff. - Setup'!$F$165:$F$8948,'9.2 Tidsdiff. - Setup'!$C$165:$C$8948,$H83,'9.2 Tidsdiff. - Setup'!$D$165:$D$8948,I$64,'9.2 Tidsdiff. - Setup'!$E$165:$E$8948,I$63)","v":5324.9952755905506},{"$f":"AVERAGEIFS('9.2 Tidsdiff. - Setup'!$F$165:$F$8948,'9.2 Tidsdiff. - Setup'!$C$165:$C$8948,$H83,'9.2 Tidsdiff. - Setup'!$D$165:$D$8948,J$64,'9.2 Tidsdiff. - Setup'!$E$165:$E$8948,I$63)","v":4711.8267857142864},{"$f":"AVERAGEIFS('9.2 Tidsdiff. - Setup'!$F$165:$F$8948,'9.2 Tidsdiff. - Setup'!$C$165:$C$8948,$H83,'9.2 Tidsdiff. - Setup'!$D$165:$D$8948,K$64,'9.2 Tidsdiff. - Setup'!$E$165:$E$8948,K$63)","v":4280.741129032257},{"$f":"AVERAGEIFS('9.2 Tidsdiff. - Setup'!$F$165:$F$8948,'9.2 Tidsdiff. - Setup'!$C$165:$C$8948,$H83,'9.2 Tidsdiff. - Setup'!$D$165:$D$8948,L$64,'9.2 Tidsdiff. - Setup'!$E$165:$E$8948,K$63)","v":3666.1406779661015},null,"17-18",1,3,2,3,null,"17-18","","",676274.39999999991,263862.30000000005,"","","",530811.89999999991,"",216302.3,"","",480164.60000000003,530811.89999999991,676274.39999999991,1687250.9,null,"17-18",1,2,3,3]
[null,19,{"$f":"SUMIFS('9.2 Tidsdiff. - Setup'!$F$165:$F$8948,'9.2 Tidsdiff. - Setup'!$E$165:$E$8948,C$63,'9.2 Tidsdiff. - Setup'!$D$165:$D$8948,C$64,'9.2 Tidsdiff. - Setup'!$C$165:$C$8948,$B84)","v":667644.4},{"$f":"SUMIFS('9.2 Tidsdiff. - Setup'!$F$165:$F$8948,'9.2 Tidsdiff. - Setup'!$E$165:$E$8948,C$63,'9.2 Tidsdiff. - Setup'!$D$165:$D$8948,D$64,'9.2 Tidsdiff. - Setup'!$C$165:$C$8948,$B84)","v":264202.20000000007},{"$f":"SUMIFS('9.2 Tidsdiff. - Setup'!$F$165:$F$8948,'9.2 Tidsdiff. - Setup'!$E$165:$E$8948,E$63,'9.2 Tidsdiff. - Setup'!$D$165:$D$8948,E$64,'9.2 Tidsdiff. - Setup'!$C$165:$C$8948,$B84)","v":519643.40000000008},{"$f":"SUMIFS('9.2 Tidsdiff. - Setup'!$F$165:$F$8948,'9.2 Tidsdiff. - Setup'!$E$165:$E$8948,E$63,'9.2 Tidsdiff. - Setup'!$D$165:$D$8948,F$64,'9.2 Tidsdiff. - Setup'!$C$165:$C$8948,$B84)","v":217718.40000000008},null,19,{"$f":"AVERAGEIFS('9.2 Tidsdiff. - Setup'!$F$165:$F$8948,'9.2 Tidsdiff. - Setup'!$C$165:$C$8948,$H84,'9.2 Tidsdiff. - Setup'!$D$165:$D$8948,I$64,'9.2 Tidsdiff. - Setup'!$E$165:$E$8948,I$63)","v":5257.0425196850392},{"$f":"AVERAGEIFS('9.2 Tidsdiff. - Setup'!$F$165:$F$8948,'9.2 Tidsdiff. - Setup'!$C$165:$C$8948,$H84,'9.2 Tidsdiff. - Setup'!$D$165:$D$8948,J$64,'9.2 Tidsdiff. - Setup'!$E$165:$E$8948,I$63)","v":4717.8964285714301},{"$f":"AVERAGEIFS('9.2 Tidsdiff. - Setup'!$F$165:$F$8948,'9.2 Tidsdiff. - Setup'!$C$165:$C$8948,$H84,'9.2 Tidsdiff. - Setup'!$D$165:$D$8948,K$64,'9.2 Tidsdiff. - Setup'!$E$165:$E$8948,K$63)","v":4190.6725806451623},{"$f":"AVERAGEIFS('9.2 Tidsdiff. - Setup'!$F$165:$F$8948,'9.2 Tidsdiff. - Setup'!$C$165:$C$8948,$H84,'9.2 Tidsdiff. - Setup'!$D$165:$D$8948,L$64,'9.2 Tidsdiff. - Setup'!$E$165:$E$8948,K$63)","v":3690.1423728813575},null,"18-19",1,3,2,3,null,"18-19","","",667644.4,264202.20000000007,"","","",519643.40000000008,"",217718.40000000008,"","",481920.60000000015,519643.40000000008,667644.4,1669208.4000000004,null,"18-19",1,2,3,3]
[null,20,{"$f":"SUMIFS('9.2 Tidsdiff. - Setup'!$F$165:$F$8948,'9.2 Tidsdiff. - Setup'!$E$165:$E$8948,C$63,'9.2 Tidsdiff. - Setup'!$D$165:$D$8948,C$64,'9.2 Tidsdiff. - Setup'!$C$165:$C$8948,$B85)","v":631554.09999999986},{"$f":"SUMIFS('9.2 Tidsdiff. - Setup'!$F$165:$F$8948,'9.2 Tidsdiff. - Setup'!$E$165:$E$8948,C$63,'9.2 Tidsdiff. - Setup'!$D$165:$D$8948,D$64,'9.2 Tidsdiff. - Setup'!$C$165:$C$8948,$B85)","v":248714.50000000003},{"$f":"SUMIFS('9.2 Tidsdiff. - Setup'!$F$165:$F$8948,'9.2 Tidsdiff. - Setup'!$E$165:$E$8948,E$63,'9.2 Tidsdiff. - Setup'!$D$165:$D$8948,E$64,'9.2 Tidsdiff. - Setup'!$C$165:$C$8948,$B85)","v":493478.40000000002},{"$f":"SUMIFS('9.2 Tidsdiff. - Setup'!$F$165:$F$8948,'9.2 Tidsdiff. - Setup'!$E$165:$E$8948,E$63,'9.2 Tidsdiff. - Setup'!$D$165:$D$8948,F$64,'9.2 Tidsdiff. - Setup'!$C$165:$C$8948,$B85)","v":208073.40000000008},null,20,{"$f":"AVERAGEIFS('9.2 Tidsdiff. - Setup'!$F$165:$F$8948,'9.2 Tidsdiff. - Setup'!$C$165:$C$8948,$H85,'9.2 Tidsdiff. - Setup'!$D$165:$D$8948,I$64,'9.2 Tidsdiff. - Setup'!$E$165:$E$8948,I$63)","v":4972.8669291338574},{"$f":"AVERAGEIFS('9.2 Tidsdiff. - Setup'!$F$165:$F$8948,'9.2 Tidsdiff. - Setup'!$C$165:$C$8948,$H85,'9.2 Tidsdiff. - Setup'!$D$165:$D$8948,J$64,'9.2 Tidsdiff. - Setup'!$E$165:$E$8948,I$63)","v":4441.3303571428578},{"$f":"AVERAGEIFS('9.2 Tidsdiff. - Setup'!$F$165:$F$8948,'9.2 Tidsdiff. - Setup'!$C$165:$C$8948,$H85,'9.2 Tidsdiff. - Setup'!$D$165:$D$8948,K$64,'9.2 Tidsdiff. - Setup'!$E$165:$E$8948,K$63)","v":3979.6645161290326},{"$f":"AVERAGEIFS('9.2 Tidsdiff. - Setup'!$F$165:$F$8948,'9.2 Tidsdiff. - Setup'!$C$165:$C$8948,$H85,'9.2 Tidsdiff. - Setup'!$D$165:$D$8948,L$64,'9.2 Tidsdiff. - Setup'!$E$165:$E$8948,K$63)","v":3526.6677966101711},null,"19-20",1,3,2,3,null,"19-20","","",631554.09999999986,248714.50000000003,"","","",493478.40000000002,"",208073.40000000008,"","",456787.90000000014,493478.40000000002,631554.09999999986,1581820.4,null,"19-20",1,2,3,3]
[null,21,{"$f":"SUMIFS('9.2 Tidsdiff. - Setup'!$F$165:$F$8948,'9.2 Tidsdiff. - Setup'!$E$165:$E$8948,C$63,'9.2 Tidsdiff. - Setup'!$D$165:$D$8948,C$64,'9.2 Tidsdiff. - Setup'!$C$165:$C$8948,$B86)","v":588727.39999999991},{"$f":"SUMIFS('9.2 Tidsdiff. - Setup'!$F$165:$F$8948,'9.2 Tidsdiff. - Setup'!$E$165:$E$8948,C$63,'9.2 Tidsdiff. - Setup'!$D$165:$D$8948,D$64,'9.2 Tidsdiff. - Setup'!$C$165:$C$8948,$B86)","v":232742.49999999997},{"$f":"SUMIFS('9.2 Tidsdiff. - Setup'!$F$165:$F$8948,'9.2 Tidsdiff. - Setup'!$E$165:$E$8948,E$63,'9.2 Tidsdiff. - Setup'!$D$165:$D$8948,E$64,'9.2 Tidsdiff. - Setup'!$C$165:$C$8948,$B86)","v":473302.39999999967},{"$f":"SUMIFS('9.2 Tidsdiff. - Setup'!$F$165:$F$8948,'9.2 Tidsdiff. - Setup'!$E$165:$E$8948,E$63,'9.2 Tidsdiff. - Setup'!$D$165:$D$8948,F$64,'9.2 Tidsdiff. - Setup'!$C$165:$C$8948,$B86)","v":201954.69999999998},null,21,{"$f":"AVERAGEIFS('9.2 Tidsdiff. - Setup'!$F$165:$F$8948,'9.2 Tidsdiff. - Setup'!$C$165:$C$8948,$H86,'9.2 Tidsdiff. - Setup'!$D$165:$D$8948,I$64,'9.2 Tidsdiff. - Setup'!$E$165:$E$8948,I$63)","v":4635.6488188976373},{"$f":"AVERAGEIFS('9.2 Tidsdiff. - Setup'!$F$165:$F$8948,'9.2 Tidsdiff. - Setup'!$C$165:$C$8948,$H86,'9.2 Tidsdiff. - Setup'!$D$165:$D$8948,J$64,'9.2 Tidsdiff. - Setup'!$E$165:$E$8948,I$63)","v":4156.1160714285706},{"$f":"AVERAGEIFS('9.2 Tidsdiff. - Setup'!$F$165:$F$8948,'9.2 Tidsdiff. - Setup'!$C$165:$C$8948,$H86,'9.2 Tidsdiff. - Setup'!$D$165:$D$8948,K$64,'9.2 Tidsdiff. - Setup'!$E$165:$E$8948,K$63)","v":3816.9548387096747},{"$f":"AVERAGEIFS('9.2 Tidsdiff. - Setup'!$F$165:$F$8948,'9.2 Tidsdiff. - Setup'!$C$165:$C$8948,$H86,'9.2 Tidsdiff. - Setup'!$D$165:$D$8948,L$64,'9.2 Tidsdiff. - Setup'!$E$165:$E$8948,K$63)","v":3422.9610169491521},null,"20-21",2,3,2,3,null,"20-21","",588727.39999999991,"",232742.49999999997,"","","",473302.39999999967,"",201954.69999999998,"","",434697.19999999995,1062029.7999999996,0,1496726.9999999995,null,"20-21",2,2,3,3]
[null,22,{"$f":"SUMIFS('9.2 Tidsdiff. - Setup'!$F$165:$F$8948,'9.2 Tidsdiff. - Setup'!$E$165:$E$8948,C$63,'9.2 Tidsdiff. - Setup'!$D$165:$D$8948,C$64,'9.2 Tidsdiff. - Setup'!$C$165:$C$8948,$B87)","v":548433.69999999995},{"$f":"SUMIFS('9.2 Tidsdiff. - Setup'!$F$165:$F$8948,'9.2 Tidsdiff. - Setup'!$E$165:$E$8948,C$63,'9.2 Tidsdiff. - Setup'!$D$165:$D$8948,D$64,'9.2 Tidsdiff. - Setup'!$C$165:$C$8948,$B87)","v":219827.5},{"$f":"SUMIFS('9.2 Tidsdiff. - Setup'!$F$165:$F$8948,'9.2 Tidsdiff. - Setup'!$E$165:$E$8948,E$63,'9.2 Tidsdiff. - Setup'!$D$165:$D$8948,E$64,'9.2 Tidsdiff. - Setup'!$C$165:$C$8948,$B87)","v":456950.80000000022},{"$f":"SUMIFS('9.2 Tidsdiff. - Setup'!$F$165:$F$8948,'9.2 Tidsdiff. - Setup'!$E$165:$E$8948,E$63,'9.2 Tidsdiff. - Setup'!$D$165:$D$8948,F$64,'9.2 Tidsdiff. - Setup'!$C$165:$C$8948,$B87)","v":197543.40000000005},null,22,{"$f":"AVERAGEIFS('9.2 Tidsdiff. - Setup'!$F$165:$F$8948,'9.2 Tidsdiff. - Setup'!$C$165:$C$8948,$H87,'9.2 Tidsdiff. - Setup'!$D$165:$D$8948,I$64,'9.2 Tidsdiff. - Setup'!$E$165:$E$8948,I$63)","v":4318.3755905511807},{"$f":"AVERAGEIFS('9.2 Tidsdiff. - Setup'!$F$165:$F$8948,'9.2 Tidsdiff. - Setup'!$C$165:$C$8948,$H87,'9.2 Tidsdiff. - Setup'!$D$165:$D$8948,J$64,'9.2 Tidsdiff. - Setup'!$E$165:$E$8948,I$63)","v":3925.4910714285716},{"$f":"AVERAGEIFS('9.2 Tidsdiff. - Setup'!$F$165:$F$8948,'9.2 Tidsdiff. - Setup'!$C$165:$C$8948,$H87,'9.2 Tidsdiff. - Setup'!$D$165:$D$8948,K$64,'9.2 Tidsdiff. - Setup'!$E$165:$E$8948,K$63)","v":3685.0870967741953},{"$f":"AVERAGEIFS('9.2 Tidsdiff. - Setup'!$F$165:$F$8948,'9.2 Tidsdiff. - Setup'!$C$165:$C$8948,$H87,'9.2 Tidsdiff. - Setup'!$D$165:$D$8948,L$64,'9.2 Tidsdiff. - Setup'!$E$165:$E$8948,K$63)","v":3348.1932203389838},null,"21-22",2,3,2,3,null,"21-22","",548433.69999999995,"",219827.5,"","","",456950.80000000022,"",197543.40000000005,"","",417370.9,1005384.5000000002,0,1422755.4000000004,null,"21-22",2,2,3,3]
[null,23,{"$f":"SUMIFS('9.2 Tidsdiff. - Setup'!$F$165:$F$8948,'9.2 Tidsdiff. - Setup'!$E$165:$E$8948,C$63,'9.2 Tidsdiff. - Setup'!$D$165:$D$8948,C$64,'9.2 Tidsdiff. - Setup'!$C$165:$C$8948,$B88)","v":502039.59999999986},{"$f":"SUMIFS('9.2 Tidsdiff. - Setup'!$F$165:$F$8948,'9.2 Tidsdiff. - Setup'!$E$165:$E$8948,C$63,'9.2 Tidsdiff. - Setup'!$D$165:$D$8948,D$64,'9.2 Tidsdiff. - Setup'!$C$165:$C$8948,$B88)","v":204949.20000000004},{"$f":"SUMIFS('9.2 Tidsdiff. - Setup'!$F$165:$F$8948,'9.2 Tidsdiff. - Setup'!$E$165:$E$8948,E$63,'9.2 Tidsdiff. - Setup'!$D$165:$D$8948,E$64,'9.2 Tidsdiff. - Setup'!$C$165:$C$8948,$B88)","v":432212.89999999997},{"$f":"SUMIFS('9.2 Tidsdiff. - Setup'!$F$165:$F$8948,'9.2 Tidsdiff. - Setup'!$E$165:$E$8948,E$63,'9.2 Tidsdiff. - Setup'!$D$165:$D$8948,F$64,'9.2 Tidsdiff. - Setup'!$C$165:$C$8948,$B88)","v":189643.10000000006},null,23,{"$f":"AVERAGEIFS('9.2 Tidsdiff. - Setup'!$F$165:$F$8948,'9.2 Tidsdiff. - Setup'!$C$165:$C$8948,$H88,'9.2 Tidsdiff. - Setup'!$D$165:$D$8948,I$64,'9.2 Tidsdiff. - Setup'!$E$165:$E$8948,I$63)","v":3953.0677165354318},{"$f":"AVERAGEIFS('9.2 Tidsdiff. - Setup'!$F$165:$F$8948,'9.2 Tidsdiff. - Setup'!$C$165:$C$8948,$H88,'9.2 Tidsdiff. - Setup'!$D$165:$D$8948,J$64,'9.2 Tidsdiff. - Setup'!$E$165:$E$8948,I$63)","v":3659.8071428571434},{"$f":"AVERAGEIFS('9.2 Tidsdiff. - Setup'!$F$165:$F$8948,'9.2 Tidsdiff. - Setup'!$C$165:$C$8948,$H88,'9.2 Tidsdiff. - Setup'!$D$165:$D$8948,K$64,'9.2 Tidsdiff. - Setup'!$E$165:$E$8948,K$63)","v":3485.5879032258063},{"$f":"AVERAGEIFS('9.2 Tidsdiff. - Setup'!$F$165:$F$8948,'9.2 Tidsdiff. - Setup'!$C$165:$C$8948,$H88,'9.2 Tidsdiff. - Setup'!$D$165:$D$8948,L$64,'9.2 Tidsdiff. - Setup'!$E$165:$E$8948,K$63)","v":3214.2898305084755},null,"22-23",2,3,2,3,null,"22-23","",502039.59999999986,"",204949.20000000004,"","","",432212.89999999997,"",189643.10000000006,"","",394592.3000000001,934252.49999999977,0,1328844.7999999998,null,"22-23",2,2,3,3]
[null,24,{"$f":"SUMIFS('9.2 Tidsdiff. - Setup'!$F$165:$F$8948,'9.2 Tidsdiff. - Setup'!$E$165:$E$8948,C$63,'9.2 Tidsdiff. - Setup'!$D$165:$D$8948,C$64,'9.2 Tidsdiff. - Setup'!$C$165:$C$8948,$B89)","v":453925.20000000007},{"$f":"SUMIFS('9.2 Tidsdiff. - Setup'!$F$165:$F$8948,'9.2 Tidsdiff. - Setup'!$E$165:$E$8948,C$63,'9.2 Tidsdiff. - Setup'!$D$165:$D$8948,D$64,'9.2 Tidsdiff. - Setup'!$C$165:$C$8948,$B89)","v":189889.9},{"$f":"SUMIFS('9.2 Tidsdiff. - Setup'!$F$165:$F$8948,'9.2 Tidsdiff. - Setup'!$E$165:$E$8948,E$63,'9.2 Tidsdiff. - Setup'!$D$165:$D$8948,E$64,'9.2 Tidsdiff. - Setup'!$C$165:$C$8948,$B89)","v":392781.6999999999},{"$f":"SUMIFS('9.2 Tidsdiff. - Setup'!$F$165:$F$8948,'9.2 Tidsdiff. - Setup'!$E$165:$E$8948,E$63,'9.2 Tidsdiff. - Setup'!$D$165:$D$8948,F$64,'9.2 Tidsdiff. - Setup'!$C$165:$C$8948,$B89)","v":176033.4},null,24,{"$f":"AVERAGEIFS('9.2 Tidsdiff. - Setup'!$F$165:$F$8948,'9.2 Tidsdiff. - Setup'!$C$165:$C$8948,$H89,'9.2 Tidsdiff. - Setup'!$D$165:$D$8948,I$64,'9.2 Tidsdiff. - Setup'!$E$165:$E$8948,I$63)","v":3574.2141732283471},{"$f":"AVERAGEIFS('9.2 Tidsdiff. - Setup'!$F$165:$F$8948,'9.2 Tidsdiff. - Setup'!$C$165:$C$8948,$H89,'9.2 Tidsdiff. - Setup'!$D$165:$D$8948,J$64,'9.2 Tidsdiff. - Setup'!$E$165:$E$8948,I$63)","v":3390.8910714285712},{"$f":"AVERAGEIFS('9.2 Tidsdiff. - Setup'!$F$165:$F$8948,'9.2 Tidsdiff. - Setup'!$C$165:$C$8948,$H89,'9.2 Tidsdiff. - Setup'!$D$165:$D$8948,K$64,'9.2 Tidsdiff. - Setup'!$E$165:$E$8948,K$63)","v":3167.594354838709},{"$f":"AVERAGEIFS('9.2 Tidsdiff. - Setup'!$F$165:$F$8948,'9.2 Tidsdiff. - Setup'!$C$165:$C$8948,$H89,'9.2 Tidsdiff. - Setup'!$D$165:$D$8948,L$64,'9.2 Tidsdiff. - Setup'!$E$165:$E$8948,K$63)","v":2983.6169491525425},null,"23-24",2,3,3,3,null,"23-24","",453925.20000000007,"",189889.9,"","",392781.6999999999,"","",176033.4,"","",758704.99999999988,453925.20000000007,0,1212630.2,null,"23-24",2,3,3,3]
[null,null,null,null,null,null,null,null,null,null,null,null,null,null,null,null,null,null,null,"Sum",{"$f":"SUM(U66:U89)","v":2443543.5},{"$f":"SUM(V66:V89)","v":2623517.2000000002},8357957.5,5074991.1000000015,0,0,2884850.5,8281894.2000000011,0,4476237.2,0,0,{"$f":"SUM(AG66:AG89)","v":14879622.299999999},{"$f":"SUM(AH66:AH89)","v":10905411.4},8357957.5,{"$f":"SUM(AJ66:AJ89)","v":34142991.199999996}]
[null,null,null,null,null,null,null,null,null,null,null,null,null,null,null,null,null,null,null,"%",{"$f":"U90/$AJ$90","v":7.1567938663792297E-2},{"$f":"V90/$AJ$90","v":7.6839114201570025E-2},0.24479277316511158,0.14863932308309302,0,0,8.4493197538005993E-2,0.24256498651471409,0,0.13110266683371316,0,0,0.43580312611860444,0.31940410071628411,0.24479277316511158,{"$f":"AJ90/$AJ$90","v":1}]
[]
[null,"0,4 kV nettet - energiflow, lastperioder, standardiseret-døgnbelastningsprofil (2 lastperioder)"]
[]
[null,"Tabel: T.9.2.12",null,null,null,null,null,"Tabel: T.9.2.13",null,null,null,null,null,"Tabel: T.9.2.14",null,null,null,null,null,"Tabel: T.9.2.15",null,null,null,null,null,null,null,null,null,null,null,null,null,null,null,null,null,"Tabel: T.9.2.16"]
[null,"Energiflow","0,4 kV",null,null,null,null,"Gennemsnitsdøgn","0,4 kV",null,null,null,null,"DE - VALG","0,4 kV",null,null,null,null,null,"0,4 kV",null,null,null,null,null,null,null,null,null,null,null,null,null,null,null,null,"Valgt tidsdifferentiering"]
[null,"Periode","Vinter","Sommer",null,null,null,"Periode","Vinter","Sommer",null,null,null,null,"Vinter","Sommer",null,null,null,null,"Vinter",null,"Sommer",null,"Samlet"]
[null,"Dag","Hverdag + weekend","Hverdag + weekend",null,null,null,"Dag","Hverdag + weekend","Hverdag + weekend",null,null,null,null,"Hverdag + weekend","Hverdag + weekend",null,null,null,null,"Hverdag + weekend",null,"Hverdag + weekend",null,null,null,null,null,null,null,null,null,null,null,null,null,null,null,"Hverdage og weekend*"]
[null,"Time ",null,null,null,null,null,"Time ",null,null,null,null,null,"Time",null,null,null,null,null,"Time","Normal","Spids","Normal","Spids","Normal","Spids","Total",null,null,null,null,null,null,null,null,null,null,"Time","Vinter","Sommer"]
[null,1,{"$f":"SUMIFS('9.2 Tidsdiff. - Setup'!$G$165:$G$8948,'9.2 Tidsdiff. - Setup'!$E$165:$E$8948,$C$97,'9.2 Tidsdiff. - Setup'!$C$165:$C$8948,$B100)","v":275338.0999999998},{"$f":"SUMIFS('9.2 Tidsdiff. - Setup'!$G$165:$G$8948,'9.2 Tidsdiff. - Setup'!$E$165:$E$8948,$D$97,'9.2 Tidsdiff. - Setup'!$C$165:$C$8948,$B100)","v":216743.99999999977},null,null,null,1,{"$f":"AVERAGEIFS('9.2 Tidsdiff. - Setup'!$G$165:$G$8948,'9.2 Tidsdiff. - Setup'!$C$165:$C$8948,$H100,'9.2 Tidsdiff. - Setup'!$E$165:$E$8948,I$97)","v":1504.579781420764},{"$f":"AVERAGEIFS('9.2 Tidsdiff. - Setup'!$G$165:$G$8948,'9.2 Tidsdiff. - Setup'!$C$165:$C$8948,$H100,'9.2 Tidsdiff. - Setup'!$E$165:$E$8948,J$97)","v":1184.3934426229496},null,null,null,"0-1",3,3,null,null,null,"0-1",{"$f":"IF(O100=3,C100,\"\")","v":275338.0999999998},{"$f":"IF(O100=1,C100,\"\")","v":""},{"$f":"IF(P100=3,D100,\"\")","v":216743.99999999977},{"$f":"IF(P100=1,D100,\"\")","v":""},{"$f":"SUM(U100,W100)","v":492082.09999999957},0,{"$f":"SUM(Y100:Z100)","v":492082.09999999957},null,null,null,null,null,null,null,null,null,null,"0-1",{"$f":"O100","v":3},{"$f":"P100","v":3}]
[null,2,{"$f":"SUMIFS('9.2 Tidsdiff. - Setup'!$G$165:$G$8948,'9.2 Tidsdiff. - Setup'!$E$165:$E$8948,$C$97,'9.2 Tidsdiff. - Setup'!$C$165:$C$8948,$B101)","v":253698.6},{"$f":"SUMIFS('9.2 Tidsdiff. - Setup'!$G$165:$G$8948,'9.2 Tidsdiff. - Setup'!$E$165:$E$8948,$D$97,'9.2 Tidsdiff. - Setup'!$C$165:$C$8948,$B101)","v":195572.10000000003},null,null,null,2,{"$f":"AVERAGEIFS('9.2 Tidsdiff. - Setup'!$G$165:$G$8948,'9.2 Tidsdiff. - Setup'!$C$165:$C$8948,$H101,'9.2 Tidsdiff. - Setup'!$E$165:$E$8948,I$97)","v":1386.3311475409837},{"$f":"AVERAGEIFS('9.2 Tidsdiff. - Setup'!$G$165:$G$8948,'9.2 Tidsdiff. - Setup'!$C$165:$C$8948,$H101,'9.2 Tidsdiff. - Setup'!$E$165:$E$8948,J$97)","v":1068.7000000000003},null,null,null,"1-2",3,3,null,null,null,"1-2",{"$f":"IF(O101=3,C101,\"\")","v":253698.6},"",195572.10000000003,"",449270.70000000007,0,449270.70000000007,null,null,null,null,null,null,null,null,null,null,"1-2",{"$f":"O101","v":3},3]
[null,3,{"$f":"SUMIFS('9.2 Tidsdiff. - Setup'!$G$165:$G$8948,'9.2 Tidsdiff. - Setup'!$E$165:$E$8948,$C$97,'9.2 Tidsdiff. - Setup'!$C$165:$C$8948,$B102)","v":245029.7000000001},{"$f":"SUMIFS('9.2 Tidsdiff. - Setup'!$G$165:$G$8948,'9.2 Tidsdiff. - Setup'!$E$165:$E$8948,$D$97,'9.2 Tidsdiff. - Setup'!$C$165:$C$8948,$B102)","v":185771.49999999997},null,null,null,3,{"$f":"AVERAGEIFS('9.2 Tidsdiff. - Setup'!$G$165:$G$8948,'9.2 Tidsdiff. - Setup'!$C$165:$C$8948,$H102,'9.2 Tidsdiff. - Setup'!$E$165:$E$8948,I$97)","v":1338.960109289618},{"$f":"AVERAGEIFS('9.2 Tidsdiff. - Setup'!$G$165:$G$8948,'9.2 Tidsdiff. - Setup'!$C$165:$C$8948,$H102,'9.2 Tidsdiff. - Setup'!$E$165:$E$8948,J$97)","v":1015.1448087431693},null,null,null,"2-3",3,3,null,null,null,"2-3",245029.7000000001,"",185771.49999999997,"",430801.20000000007,0,430801.20000000007,null,null,null,null,null,null,null,null,null,null,"2-3",3,3]
[null,4,{"$f":"SUMIFS('9.2 Tidsdiff. - Setup'!$G$165:$G$8948,'9.2 Tidsdiff. - Setup'!$E$165:$E$8948,$C$97,'9.2 Tidsdiff. - Setup'!$C$165:$C$8948,$B103)","v":240578.50000000009},{"$f":"SUMIFS('9.2 Tidsdiff. - Setup'!$G$165:$G$8948,'9.2 Tidsdiff. - Setup'!$E$165:$E$8948,$D$97,'9.2 Tidsdiff. - Setup'!$C$165:$C$8948,$B103)","v":181959.19999999998},null,null,null,4,{"$f":"AVERAGEIFS('9.2 Tidsdiff. - Setup'!$G$165:$G$8948,'9.2 Tidsdiff. - Setup'!$C$165:$C$8948,$H103,'9.2 Tidsdiff. - Setup'!$E$165:$E$8948,I$97)","v":1314.6366120218584},{"$f":"AVERAGEIFS('9.2 Tidsdiff. - Setup'!$G$165:$G$8948,'9.2 Tidsdiff. - Setup'!$C$165:$C$8948,$H103,'9.2 Tidsdiff. - Setup'!$E$165:$E$8948,J$97)","v":994.3125683060108},null,null,null,"3-4",3,3,null,null,null,"3-4",240578.50000000009,"",181959.19999999998,"",422537.70000000007,0,422537.70000000007,null,null,null,null,null,null,null,null,null,null,"3-4",3,3]
[null,5,{"$f":"SUMIFS('9.2 Tidsdiff. - Setup'!$G$165:$G$8948,'9.2 Tidsdiff. - Setup'!$E$165:$E$8948,$C$97,'9.2 Tidsdiff. - Setup'!$C$165:$C$8948,$B104)","v":242889.90000000005},{"$f":"SUMIFS('9.2 Tidsdiff. - Setup'!$G$165:$G$8948,'9.2 Tidsdiff. - Setup'!$E$165:$E$8948,$D$97,'9.2 Tidsdiff. - Setup'!$C$165:$C$8948,$B104)","v":179845.09999999998},null,null,null,5,{"$f":"AVERAGEIFS('9.2 Tidsdiff. - Setup'!$G$165:$G$8948,'9.2 Tidsdiff. - Setup'!$C$165:$C$8948,$H104,'9.2 Tidsdiff. - Setup'!$E$165:$E$8948,I$97)","v":1327.2672131147544},{"$f":"AVERAGEIFS('9.2 Tidsdiff. - Setup'!$G$165:$G$8948,'9.2 Tidsdiff. - Setup'!$C$165:$C$8948,$H104,'9.2 Tidsdiff. - Setup'!$E$165:$E$8948,J$97)","v":982.76010928961739},null,null,null,"4-5",3,3,null,null,null,"4-5",242889.90000000005,"",179845.09999999998,"",422735,0,422735,null,null,null,null,null,null,null,null,null,null,"4-5",3,3]
[null,6,{"$f":"SUMIFS('9.2 Tidsdiff. - Setup'!$G$165:$G$8948,'9.2 Tidsdiff. - Setup'!$E$165:$E$8948,$C$97,'9.2 Tidsdiff. - Setup'!$C$165:$C$8948,$B105)","v":260925.59999999995},{"$f":"SUMIFS('9.2 Tidsdiff. - Setup'!$G$165:$G$8948,'9.2 Tidsdiff. - Setup'!$E$165:$E$8948,$D$97,'9.2 Tidsdiff. - Setup'!$C$165:$C$8948,$B105)","v":186666.00000000015},null,null,null,6,{"$f":"AVERAGEIFS('9.2 Tidsdiff. - Setup'!$G$165:$G$8948,'9.2 Tidsdiff. - Setup'!$C$165:$C$8948,$H105,'9.2 Tidsdiff. - Setup'!$E$165:$E$8948,I$97)","v":1425.8229508196719},{"$f":"AVERAGEIFS('9.2 Tidsdiff. - Setup'!$G$165:$G$8948,'9.2 Tidsdiff. - Setup'!$C$165:$C$8948,$H105,'9.2 Tidsdiff. - Setup'!$E$165:$E$8948,J$97)","v":1020.0327868852467},null,null,null,"5-6",3,3,null,null,null,"5-6",260925.59999999995,"",186666.00000000015,"",447591.60000000009,0,447591.60000000009,null,null,null,null,null,null,null,null,null,null,"5-6",3,3]
[null,7,{"$f":"SUMIFS('9.2 Tidsdiff. - Setup'!$G$165:$G$8948,'9.2 Tidsdiff. - Setup'!$E$165:$E$8948,$C$97,'9.2 Tidsdiff. - Setup'!$C$165:$C$8948,$B106)","v":312923.09999999992},{"$f":"SUMIFS('9.2 Tidsdiff. - Setup'!$G$165:$G$8948,'9.2 Tidsdiff. - Setup'!$E$165:$E$8948,$D$97,'9.2 Tidsdiff. - Setup'!$C$165:$C$8948,$B106)","v":218846.40000000008},null,null,null,7,{"$f":"AVERAGEIFS('9.2 Tidsdiff. - Setup'!$G$165:$G$8948,'9.2 Tidsdiff. - Setup'!$C$165:$C$8948,$H106,'9.2 Tidsdiff. - Setup'!$E$165:$E$8948,I$97)","v":1709.9622950819667},{"$f":"AVERAGEIFS('9.2 Tidsdiff. - Setup'!$G$165:$G$8948,'9.2 Tidsdiff. - Setup'!$C$165:$C$8948,$H106,'9.2 Tidsdiff. - Setup'!$E$165:$E$8948,J$97)","v":1195.8819672131151},null,null,null,"6-7",3,3,null,null,null,"6-7",312923.09999999992,"",218846.40000000008,"",531769.5,0,531769.5,null,null,null,null,null,null,null,null,null,null,"6-7",3,3]
[null,8,{"$f":"SUMIFS('9.2 Tidsdiff. - Setup'!$G$165:$G$8948,'9.2 Tidsdiff. - Setup'!$E$165:$E$8948,$C$97,'9.2 Tidsdiff. - Setup'!$C$165:$C$8948,$B107)","v":367862.39999999997},{"$f":"SUMIFS('9.2 Tidsdiff. - Setup'!$G$165:$G$8948,'9.2 Tidsdiff. - Setup'!$E$165:$E$8948,$D$97,'9.2 Tidsdiff. - Setup'!$C$165:$C$8948,$B107)","v":262798.89999999997},null,null,null,8,{"$f":"AVERAGEIFS('9.2 Tidsdiff. - Setup'!$G$165:$G$8948,'9.2 Tidsdiff. - Setup'!$C$165:$C$8948,$H107,'9.2 Tidsdiff. - Setup'!$E$165:$E$8948,I$97)","v":2010.1770491803277},{"$f":"AVERAGEIFS('9.2 Tidsdiff. - Setup'!$G$165:$G$8948,'9.2 Tidsdiff. - Setup'!$C$165:$C$8948,$H107,'9.2 Tidsdiff. - Setup'!$E$165:$E$8948,J$97)","v":1436.0595628415299},null,null,null,"7-8",3,3,null,null,null,"7-8",367862.39999999997,"",262798.89999999997,"",630661.29999999993,0,630661.29999999993,null,null,null,null,null,null,null,null,null,null,"7-8",3,3]
[null,9,{"$f":"SUMIFS('9.2 Tidsdiff. - Setup'!$G$165:$G$8948,'9.2 Tidsdiff. - Setup'!$E$165:$E$8948,$C$97,'9.2 Tidsdiff. - Setup'!$C$165:$C$8948,$B108)","v":391334.2},{"$f":"SUMIFS('9.2 Tidsdiff. - Setup'!$G$165:$G$8948,'9.2 Tidsdiff. - Setup'!$E$165:$E$8948,$D$97,'9.2 Tidsdiff. - Setup'!$C$165:$C$8948,$B108)","v":296031.79999999987},null,null,null,9,{"$f":"AVERAGEIFS('9.2 Tidsdiff. - Setup'!$G$165:$G$8948,'9.2 Tidsdiff. - Setup'!$C$165:$C$8948,$H108,'9.2 Tidsdiff. - Setup'!$E$165:$E$8948,I$97)","v":2138.4382513661203},{"$f":"AVERAGEIFS('9.2 Tidsdiff. - Setup'!$G$165:$G$8948,'9.2 Tidsdiff. - Setup'!$C$165:$C$8948,$H108,'9.2 Tidsdiff. - Setup'!$E$165:$E$8948,J$97)","v":1617.6601092896167},null,null,null,"8-9",3,3,null,null,null,"8-9",391334.2,"",296031.79999999987,"",687365.99999999988,0,687365.99999999988,null,null,null,null,null,null,null,null,null,null,"8-9",3,3]
[null,10,{"$f":"SUMIFS('9.2 Tidsdiff. - Setup'!$G$165:$G$8948,'9.2 Tidsdiff. - Setup'!$E$165:$E$8948,$C$97,'9.2 Tidsdiff. - Setup'!$C$165:$C$8948,$B109)","v":403203.10000000021},{"$f":"SUMIFS('9.2 Tidsdiff. - Setup'!$G$165:$G$8948,'9.2 Tidsdiff. - Setup'!$E$165:$E$8948,$D$97,'9.2 Tidsdiff. - Setup'!$C$165:$C$8948,$B109)","v":313336.00000000006},null,null,null,10,{"$f":"AVERAGEIFS('9.2 Tidsdiff. - Setup'!$G$165:$G$8948,'9.2 Tidsdiff. - Setup'!$C$165:$C$8948,$H109,'9.2 Tidsdiff. - Setup'!$E$165:$E$8948,I$97)","v":2203.2956284153015},{"$f":"AVERAGEIFS('9.2 Tidsdiff. - Setup'!$G$165:$G$8948,'9.2 Tidsdiff. - Setup'!$C$165:$C$8948,$H109,'9.2 Tidsdiff. - Setup'!$E$165:$E$8948,J$97)","v":1712.218579234973},null,null,null,"9-10",3,3,null,null,null,"9-10",403203.10000000021,"",313336.00000000006,"",716539.10000000033,0,716539.10000000033,null,null,null,null,null,null,null,null,null,null,"9-10",3,3]
[null,11,{"$f":"SUMIFS('9.2 Tidsdiff. - Setup'!$G$165:$G$8948,'9.2 Tidsdiff. - Setup'!$E$165:$E$8948,$C$97,'9.2 Tidsdiff. - Setup'!$C$165:$C$8948,$B110)","v":408539.59999999986},{"$f":"SUMIFS('9.2 Tidsdiff. - Setup'!$G$165:$G$8948,'9.2 Tidsdiff. - Setup'!$E$165:$E$8948,$D$97,'9.2 Tidsdiff. - Setup'!$C$165:$C$8948,$B110)","v":319815.20000000007},null,null,null,11,{"$f":"AVERAGEIFS('9.2 Tidsdiff. - Setup'!$G$165:$G$8948,'9.2 Tidsdiff. - Setup'!$C$165:$C$8948,$H110,'9.2 Tidsdiff. - Setup'!$E$165:$E$8948,I$97)","v":2232.456830601092},{"$f":"AVERAGEIFS('9.2 Tidsdiff. - Setup'!$G$165:$G$8948,'9.2 Tidsdiff. - Setup'!$C$165:$C$8948,$H110,'9.2 Tidsdiff. - Setup'!$E$165:$E$8948,J$97)","v":1747.6240437158474},null,null,null,"10-11",3,3,null,null,null,"10-11",408539.59999999986,"",319815.20000000007,"",728354.79999999993,0,728354.79999999993,null,null,null,null,null,null,null,null,null,null,"10-11",3,3]
[null,12,{"$f":"SUMIFS('9.2 Tidsdiff. - Setup'!$G$165:$G$8948,'9.2 Tidsdiff. - Setup'!$E$165:$E$8948,$C$97,'9.2 Tidsdiff. - Setup'!$C$165:$C$8948,$B111)","v":406520.40000000026},{"$f":"SUMIFS('9.2 Tidsdiff. - Setup'!$G$165:$G$8948,'9.2 Tidsdiff. - Setup'!$E$165:$E$8948,$D$97,'9.2 Tidsdiff. - Setup'!$C$165:$C$8948,$B111)","v":318625.90000000014},null,null,null,12,{"$f":"AVERAGEIFS('9.2 Tidsdiff. - Setup'!$G$165:$G$8948,'9.2 Tidsdiff. - Setup'!$C$165:$C$8948,$H111,'9.2 Tidsdiff. - Setup'!$E$165:$E$8948,I$97)","v":2221.4229508196736},{"$f":"AVERAGEIFS('9.2 Tidsdiff. - Setup'!$G$165:$G$8948,'9.2 Tidsdiff. - Setup'!$C$165:$C$8948,$H111,'9.2 Tidsdiff. - Setup'!$E$165:$E$8948,J$97)","v":1741.1251366120225},null,null,null,"11-12",3,3,null,null,null,"11-12",406520.40000000026,"",318625.90000000014,"",725146.3000000004,0,725146.3000000004,null,null,null,null,null,null,null,null,null,null,"11-12",3,3]
[null,13,{"$f":"SUMIFS('9.2 Tidsdiff. - Setup'!$G$165:$G$8948,'9.2 Tidsdiff. - Setup'!$E$165:$E$8948,$C$97,'9.2 Tidsdiff. - Setup'!$C$165:$C$8948,$B112)","v":397844.09999999992},{"$f":"SUMIFS('9.2 Tidsdiff. - Setup'!$G$165:$G$8948,'9.2 Tidsdiff. - Setup'!$E$165:$E$8948,$D$97,'9.2 Tidsdiff. - Setup'!$C$165:$C$8948,$B112)","v":311705.99999999983},null,null,null,13,{"$f":"AVERAGEIFS('9.2 Tidsdiff. - Setup'!$G$165:$G$8948,'9.2 Tidsdiff. - Setup'!$C$165:$C$8948,$H112,'9.2 Tidsdiff. - Setup'!$E$165:$E$8948,I$97)","v":2174.0114754098358},{"$f":"AVERAGEIFS('9.2 Tidsdiff. - Setup'!$G$165:$G$8948,'9.2 Tidsdiff. - Setup'!$C$165:$C$8948,$H112,'9.2 Tidsdiff. - Setup'!$E$165:$E$8948,J$97)","v":1703.3114754098351},null,null,null,"12-13",3,3,null,null,null,"12-13",397844.09999999992,"",311705.99999999983,"",709550.09999999974,0,709550.09999999974,null,null,null,null,null,null,null,null,null,null,"12-13",3,3]
[null,14,{"$f":"SUMIFS('9.2 Tidsdiff. - Setup'!$G$165:$G$8948,'9.2 Tidsdiff. - Setup'!$E$165:$E$8948,$C$97,'9.2 Tidsdiff. - Setup'!$C$165:$C$8948,$B113)","v":393750.3000000001},{"$f":"SUMIFS('9.2 Tidsdiff. - Setup'!$G$165:$G$8948,'9.2 Tidsdiff. - Setup'!$E$165:$E$8948,$D$97,'9.2 Tidsdiff. - Setup'!$C$165:$C$8948,$B113)","v":307228.8000000001},null,null,null,14,{"$f":"AVERAGEIFS('9.2 Tidsdiff. - Setup'!$G$165:$G$8948,'9.2 Tidsdiff. - Setup'!$C$165:$C$8948,$H113,'9.2 Tidsdiff. - Setup'!$E$165:$E$8948,I$97)","v":2151.6409836065582},{"$f":"AVERAGEIFS('9.2 Tidsdiff. - Setup'!$G$165:$G$8948,'9.2 Tidsdiff. - Setup'!$C$165:$C$8948,$H113,'9.2 Tidsdiff. - Setup'!$E$165:$E$8948,J$97)","v":1678.8459016393449},null,null,null,"13-14",3,3,null,null,null,"13-14",393750.3000000001,"",307228.8000000001,"",700979.10000000021,0,700979.10000000021,null,null,null,null,null,null,null,null,null,null,"13-14",3,3]
[null,15,{"$f":"SUMIFS('9.2 Tidsdiff. - Setup'!$G$165:$G$8948,'9.2 Tidsdiff. - Setup'!$E$165:$E$8948,$C$97,'9.2 Tidsdiff. - Setup'!$C$165:$C$8948,$B114)","v":395836.8000000001},{"$f":"SUMIFS('9.2 Tidsdiff. - Setup'!$G$165:$G$8948,'9.2 Tidsdiff. - Setup'!$E$165:$E$8948,$D$97,'9.2 Tidsdiff. - Setup'!$C$165:$C$8948,$B114)","v":305504.89999999985},null,null,null,15,{"$f":"AVERAGEIFS('9.2 Tidsdiff. - Setup'!$G$165:$G$8948,'9.2 Tidsdiff. - Setup'!$C$165:$C$8948,$H114,'9.2 Tidsdiff. - Setup'!$E$165:$E$8948,I$97)","v":2163.0426229508203},{"$f":"AVERAGEIFS('9.2 Tidsdiff. - Setup'!$G$165:$G$8948,'9.2 Tidsdiff. - Setup'!$C$165:$C$8948,$H114,'9.2 Tidsdiff. - Setup'!$E$165:$E$8948,J$97)","v":1669.4256830601084},null,null,null,"14-15",3,3,null,null,null,"14-15",395836.8000000001,"",305504.89999999985,"",701341.7,0,701341.7,null,null,null,null,null,null,null,null,null,null,"14-15",3,3]
[null,16,{"$f":"SUMIFS('9.2 Tidsdiff. - Setup'!$G$165:$G$8948,'9.2 Tidsdiff. - Setup'!$E$165:$E$8948,$C$97,'9.2 Tidsdiff. - Setup'!$C$165:$C$8948,$B115)","v":404102.20000000007},{"$f":"SUMIFS('9.2 Tidsdiff. - Setup'!$G$165:$G$8948,'9.2 Tidsdiff. - Setup'!$E$165:$E$8948,$D$97,'9.2 Tidsdiff. - Setup'!$C$165:$C$8948,$B115)","v":304323.1999999999},null,null,null,16,{"$f":"AVERAGEIFS('9.2 Tidsdiff. - Setup'!$G$165:$G$8948,'9.2 Tidsdiff. - Setup'!$C$165:$C$8948,$H115,'9.2 Tidsdiff. - Setup'!$E$165:$E$8948,I$97)","v":2208.2087431693994},{"$f":"AVERAGEIFS('9.2 Tidsdiff. - Setup'!$G$165:$G$8948,'9.2 Tidsdiff. - Setup'!$C$165:$C$8948,$H115,'9.2 Tidsdiff. - Setup'!$E$165:$E$8948,J$97)","v":1662.9683060109285},null,null,null,"15-16",3,3,null,null,null,"15-16",404102.20000000007,"",304323.1999999999,"",708425.39999999991,0,708425.39999999991,null,null,null,null,null,null,null,null,null,null,"15-16",3,3]
[null,17,{"$f":"SUMIFS('9.2 Tidsdiff. - Setup'!$G$165:$G$8948,'9.2 Tidsdiff. - Setup'!$E$165:$E$8948,$C$97,'9.2 Tidsdiff. - Setup'!$C$165:$C$8948,$B116)","v":450803.50000000006},{"$f":"SUMIFS('9.2 Tidsdiff. - Setup'!$G$165:$G$8948,'9.2 Tidsdiff. - Setup'!$E$165:$E$8948,$D$97,'9.2 Tidsdiff. - Setup'!$C$165:$C$8948,$B116)","v":320025.19999999995},null,null,null,17,{"$f":"AVERAGEIFS('9.2 Tidsdiff. - Setup'!$G$165:$G$8948,'9.2 Tidsdiff. - Setup'!$C$165:$C$8948,$H116,'9.2 Tidsdiff. - Setup'!$E$165:$E$8948,I$97)","v":2463.4071038251368},{"$f":"AVERAGEIFS('9.2 Tidsdiff. - Setup'!$G$165:$G$8948,'9.2 Tidsdiff. - Setup'!$C$165:$C$8948,$H116,'9.2 Tidsdiff. - Setup'!$E$165:$E$8948,J$97)","v":1748.7715846994533},null,null,null,"16-17",3,3,null,null,null,"16-17",450803.50000000006,"",320025.19999999995,"",770828.7,0,770828.7,null,null,null,null,null,null,null,null,null,null,"16-17",3,3]
[null,18,{"$f":"SUMIFS('9.2 Tidsdiff. - Setup'!$G$165:$G$8948,'9.2 Tidsdiff. - Setup'!$E$165:$E$8948,$C$97,'9.2 Tidsdiff. - Setup'!$C$165:$C$8948,$B117)","v":539743.00000000012},{"$f":"SUMIFS('9.2 Tidsdiff. - Setup'!$G$165:$G$8948,'9.2 Tidsdiff. - Setup'!$E$165:$E$8948,$D$97,'9.2 Tidsdiff. - Setup'!$C$165:$C$8948,$B117)","v":373921.19999999966},null,null,null,18,{"$f":"AVERAGEIFS('9.2 Tidsdiff. - Setup'!$G$165:$G$8948,'9.2 Tidsdiff. - Setup'!$C$165:$C$8948,$H117,'9.2 Tidsdiff. - Setup'!$E$165:$E$8948,I$97)","v":2949.4153005464486},{"$f":"AVERAGEIFS('9.2 Tidsdiff. - Setup'!$G$165:$G$8948,'9.2 Tidsdiff. - Setup'!$C$165:$C$8948,$H117,'9.2 Tidsdiff. - Setup'!$E$165:$E$8948,J$97)","v":2043.2852459016376},null,null,null,"17-18",1,3,null,null,null,"17-18","",539743.00000000012,373921.19999999966,"",373921.19999999966,539743.00000000012,913664.19999999972,null,null,null,null,null,null,null,null,null,null,"17-18",1,3]
[null,19,{"$f":"SUMIFS('9.2 Tidsdiff. - Setup'!$G$165:$G$8948,'9.2 Tidsdiff. - Setup'!$E$165:$E$8948,$C$97,'9.2 Tidsdiff. - Setup'!$C$165:$C$8948,$B118)","v":542318.20000000019},{"$f":"SUMIFS('9.2 Tidsdiff. - Setup'!$G$165:$G$8948,'9.2 Tidsdiff. - Setup'!$E$165:$E$8948,$D$97,'9.2 Tidsdiff. - Setup'!$C$165:$C$8948,$B118)","v":377081.69999999995},null,null,null,19,{"$f":"AVERAGEIFS('9.2 Tidsdiff. - Setup'!$G$165:$G$8948,'9.2 Tidsdiff. - Setup'!$C$165:$C$8948,$H118,'9.2 Tidsdiff. - Setup'!$E$165:$E$8948,I$97)","v":2963.4874316939899},{"$f":"AVERAGEIFS('9.2 Tidsdiff. - Setup'!$G$165:$G$8948,'9.2 Tidsdiff. - Setup'!$C$165:$C$8948,$H118,'9.2 Tidsdiff. - Setup'!$E$165:$E$8948,J$97)","v":2060.5557377049176},null,null,null,"18-19",1,3,null,null,null,"18-19","",542318.20000000019,377081.69999999995,"",377081.69999999995,542318.20000000019,919399.90000000014,null,null,null,null,null,null,null,null,null,null,"18-19",1,3]
[null,20,{"$f":"SUMIFS('9.2 Tidsdiff. - Setup'!$G$165:$G$8948,'9.2 Tidsdiff. - Setup'!$E$165:$E$8948,$C$97,'9.2 Tidsdiff. - Setup'!$C$165:$C$8948,$B119)","v":502235.10000000015},{"$f":"SUMIFS('9.2 Tidsdiff. - Setup'!$G$165:$G$8948,'9.2 Tidsdiff. - Setup'!$E$165:$E$8948,$D$97,'9.2 Tidsdiff. - Setup'!$C$165:$C$8948,$B119)","v":351482.10000000009},null,null,null,20,{"$f":"AVERAGEIFS('9.2 Tidsdiff. - Setup'!$G$165:$G$8948,'9.2 Tidsdiff. - Setup'!$C$165:$C$8948,$H119,'9.2 Tidsdiff. - Setup'!$E$165:$E$8948,I$97)","v":2744.4540983606566},{"$f":"AVERAGEIFS('9.2 Tidsdiff. - Setup'!$G$165:$G$8948,'9.2 Tidsdiff. - Setup'!$C$165:$C$8948,$H119,'9.2 Tidsdiff. - Setup'!$E$165:$E$8948,J$97)","v":1920.6672131147545},null,null,null,"19-20",1,3,null,null,null,"19-20","",502235.10000000015,351482.10000000009,"",351482.10000000009,502235.10000000015,853717.20000000019,null,null,null,null,null,null,null,null,null,null,"19-20",1,3]
[null,21,{"$f":"SUMIFS('9.2 Tidsdiff. - Setup'!$G$165:$G$8948,'9.2 Tidsdiff. - Setup'!$E$165:$E$8948,$C$97,'9.2 Tidsdiff. - Setup'!$C$165:$C$8948,$B120)","v":458242.39999999991},{"$f":"SUMIFS('9.2 Tidsdiff. - Setup'!$G$165:$G$8948,'9.2 Tidsdiff. - Setup'!$E$165:$E$8948,$D$97,'9.2 Tidsdiff. - Setup'!$C$165:$C$8948,$B120)","v":335266.49999999977},null,null,null,21,{"$f":"AVERAGEIFS('9.2 Tidsdiff. - Setup'!$G$165:$G$8948,'9.2 Tidsdiff. - Setup'!$C$165:$C$8948,$H120,'9.2 Tidsdiff. - Setup'!$E$165:$E$8948,I$97)","v":2504.0568306010923},{"$f":"AVERAGEIFS('9.2 Tidsdiff. - Setup'!$G$165:$G$8948,'9.2 Tidsdiff. - Setup'!$C$165:$C$8948,$H120,'9.2 Tidsdiff. - Setup'!$E$165:$E$8948,J$97)","v":1832.057377049179},null,null,null,"20-21",3,3,null,null,null,"20-21",458242.39999999991,"",335266.49999999977,"",793508.89999999967,0,793508.89999999967,null,null,null,null,null,null,null,null,null,null,"20-21",3,3]
[null,22,{"$f":"SUMIFS('9.2 Tidsdiff. - Setup'!$G$165:$G$8948,'9.2 Tidsdiff. - Setup'!$E$165:$E$8948,$C$97,'9.2 Tidsdiff. - Setup'!$C$165:$C$8948,$B121)","v":417791.7},{"$f":"SUMIFS('9.2 Tidsdiff. - Setup'!$G$165:$G$8948,'9.2 Tidsdiff. - Setup'!$E$165:$E$8948,$D$97,'9.2 Tidsdiff. - Setup'!$C$165:$C$8948,$B121)","v":321995.90000000002},null,null,null,22,{"$f":"AVERAGEIFS('9.2 Tidsdiff. - Setup'!$G$165:$G$8948,'9.2 Tidsdiff. - Setup'!$C$165:$C$8948,$H121,'9.2 Tidsdiff. - Setup'!$E$165:$E$8948,I$97)","v":2283.0147540983608},{"$f":"AVERAGEIFS('9.2 Tidsdiff. - Setup'!$G$165:$G$8948,'9.2 Tidsdiff. - Setup'!$C$165:$C$8948,$H121,'9.2 Tidsdiff. - Setup'!$E$165:$E$8948,J$97)","v":1759.54043715847},null,null,null,"21-22",3,3,null,null,null,"21-22",417791.7,"",321995.90000000002,"",739787.60000000009,0,739787.60000000009,null,null,null,null,null,null,null,null,null,null,"21-22",3,3]
[null,23,{"$f":"SUMIFS('9.2 Tidsdiff. - Setup'!$G$165:$G$8948,'9.2 Tidsdiff. - Setup'!$E$165:$E$8948,$C$97,'9.2 Tidsdiff. - Setup'!$C$165:$C$8948,$B122)","v":368371.10000000003},{"$f":"SUMIFS('9.2 Tidsdiff. - Setup'!$G$165:$G$8948,'9.2 Tidsdiff. - Setup'!$E$165:$E$8948,$D$97,'9.2 Tidsdiff. - Setup'!$C$165:$C$8948,$B122)","v":297110.60000000003},null,null,null,23,{"$f":"AVERAGEIFS('9.2 Tidsdiff. - Setup'!$G$165:$G$8948,'9.2 Tidsdiff. - Setup'!$C$165:$C$8948,$H122,'9.2 Tidsdiff. - Setup'!$E$165:$E$8948,I$97)","v":2012.9568306010931},{"$f":"AVERAGEIFS('9.2 Tidsdiff. - Setup'!$G$165:$G$8948,'9.2 Tidsdiff. - Setup'!$C$165:$C$8948,$H122,'9.2 Tidsdiff. - Setup'!$E$165:$E$8948,J$97)","v":1623.5551912568308},null,null,null,"22-23",3,3,null,null,null,"22-23",368371.10000000003,"",297110.60000000003,"",665481.70000000007,0,665481.70000000007,null,null,null,null,null,null,null,null,null,null,"22-23",3,3]
[null,24,{"$f":"SUMIFS('9.2 Tidsdiff. - Setup'!$G$165:$G$8948,'9.2 Tidsdiff. - Setup'!$E$165:$E$8948,$C$97,'9.2 Tidsdiff. - Setup'!$C$165:$C$8948,$B123)","v":314982.39999999991},{"$f":"SUMIFS('9.2 Tidsdiff. - Setup'!$G$165:$G$8948,'9.2 Tidsdiff. - Setup'!$E$165:$E$8948,$D$97,'9.2 Tidsdiff. - Setup'!$C$165:$C$8948,$B123)","v":254049.19999999987},null,null,null,24,{"$f":"AVERAGEIFS('9.2 Tidsdiff. - Setup'!$G$165:$G$8948,'9.2 Tidsdiff. - Setup'!$C$165:$C$8948,$H123,'9.2 Tidsdiff. - Setup'!$E$165:$E$8948,I$97)","v":1721.2153005464477},{"$f":"AVERAGEIFS('9.2 Tidsdiff. - Setup'!$G$165:$G$8948,'9.2 Tidsdiff. - Setup'!$C$165:$C$8948,$H123,'9.2 Tidsdiff. - Setup'!$E$165:$E$8948,J$97)","v":1388.2469945355183},null,null,null,"23-24",3,3,null,null,null,"23-24",314982.39999999991,"",254049.19999999987,"",569031.59999999974,0,569031.59999999974,null,null,null,null,null,null,null,null,null,null,"23-24",3,3]
[null,null,null,null,null,null,null,null,null,null,null,null,null,null,null,null,null,null,null,"Sum",{"$f":"SUM(U100:U123)","v":7410567.6999999993},{"$f":"SUM(V100:V123)","v":1584296.3000000003},6735707.3999999994,0,{"$f":"SUM(Y100:Y123)","v":14146275.099999998},{"$f":"SUM(Z100:Z123)","v":1584296.3000000003},15730571.4]
[null,null,null,null,null,null,null,null,null,null,null,null,null,null,null,null,null,null,null,"%",{"$f":"U124/$AA$124","v":0.47109335774032973},0.10071447881416438,0.42819216344550581,0,0.89928552118583549,0.10071447881416438,1]
[]
[null,"0,4 kV nettet - energiflow, lastperioder, standardiseret-døgnbelastningsprofil (3 lastperioder)"]
[]
[null,"Tabel: T.9.2.17",null,null,null,null,null,"Tabel: T.9.2.18",null,null,null,null,null,"Tabel: T.9.2.19",null,null,null,null,null,"Tabel: T.9.2.20"]
[null,"Energiflow","0,4kV",null,null,null,null,"Gennemsnitsdøgn","0,4 kV",null,null,null,null,null,"0,4 kV",null,null,null,null,null,"0,4 kV"]
[null,"Periode","Vinter",null,"Sommer",null,null,"Periode","Vinter",null,"Sommer",null,null,null,"Vinter",null,"Sommer",null,null,null,"Vinter",null,null,null,null,null,"Sommer",null,null,null,null,null,"Samlet"]
[null,"Dag","Hverdag","Weekend","Hverdag","Weekend",null,"Dag","Hverdag","Weekend","Hverdag","Weekend",null,null,"Hverdag","Weekend","Hverdag","Weekend",null,null,"Hverdag",null,null,"Weekend",null,null,"Hverdag",null,null,"Weekend"]
[null,"Time",null,null,null,null,null,"Time ",null,null,null,null,null,"Time",null,null,null,null,null,"Time","Lav ","Høj","Spids","Lav ","Høj","Spids","Lav ","Høj","Spids","Lav ","Høj","Spids","Lav ","Høj","Spids","Total"]
[null,1,{"$f":"SUMIFS('9.2 Tidsdiff. - Setup'!$G$165:$G$8948,'9.2 Tidsdiff. - Setup'!$E$165:$E$8948,C$131,'9.2 Tidsdiff. - Setup'!$D$165:$D$8948,C$132,'9.2 Tidsdiff. - Setup'!$C$165:$C$8948,$B134)","v":183939.49999999997},{"$f":"SUMIFS('9.2 Tidsdiff. - Setup'!$G$165:$G$8948,'9.2 Tidsdiff. - Setup'!$E$165:$E$8948,C$131,'9.2 Tidsdiff. - Setup'!$D$165:$D$8948,D$132,'9.2 Tidsdiff. - Setup'!$C$165:$C$8948,$B134)","v":91398.60000000002},{"$f":"SUMIFS('9.2 Tidsdiff. - Setup'!$G$165:$G$8948,'9.2 Tidsdiff. - Setup'!$E$165:$E$8948,E$131,'9.2 Tidsdiff. - Setup'!$D$165:$D$8948,E$132,'9.2 Tidsdiff. - Setup'!$C$165:$C$8948,$B134)","v":142066.69999999998},{"$f":"SUMIFS('9.2 Tidsdiff. - Setup'!$G$165:$G$8948,'9.2 Tidsdiff. - Setup'!$E$165:$E$8948,E$131,'9.2 Tidsdiff. - Setup'!$D$165:$D$8948,F$132,'9.2 Tidsdiff. - Setup'!$C$165:$C$8948,$B134)","v":74677.299999999988},null,1,{"$f":"AVERAGEIFS('9.2 Tidsdiff. - Setup'!$G$165:$G$8948,'9.2 Tidsdiff. - Setup'!$C$165:$C$8948,$H134,'9.2 Tidsdiff. - Setup'!$D$165:$D$8948,I$132,'9.2 Tidsdiff. - Setup'!$E$165:$E$8948,I$131)","v":1448.3425196850392},{"$f":"AVERAGEIFS('9.2 Tidsdiff. - Setup'!$G$165:$G$8948,'9.2 Tidsdiff. - Setup'!$C$165:$C$8948,$H134,'9.2 Tidsdiff. - Setup'!$D$165:$D$8948,J$132,'9.2 Tidsdiff. - Setup'!$E$165:$E$8948,I$131)","v":1632.1178571428575},{"$f":"AVERAGEIFS('9.2 Tidsdiff. - Setup'!$G$165:$G$8948,'9.2 Tidsdiff. - Setup'!$C$165:$C$8948,$H134,'9.2 Tidsdiff. - Setup'!$D$165:$D$8948,K$132,'9.2 Tidsdiff. - Setup'!$E$165:$E$8948,K$131)","v":1145.699193548387},{"$f":"AVERAGEIFS('9.2 Tidsdiff. - Setup'!$G$165:$G$8948,'9.2 Tidsdiff. - Setup'!$C$165:$C$8948,$H134,'9.2 Tidsdiff. - Setup'!$D$165:$D$8948,L$132,'9.2 Tidsdiff. - Setup'!$E$165:$E$8948,K$131)","v":1265.7169491525422},null,"0-1",{"$f":"O32","v":3},{"$f":"P32","v":3},3,3,null,"0-1",{"$f":"IF(O134=3,C134,\"\")","v":183939.49999999997},{"$f":"IF(O134=2,C134,\"\")","v":""},{"$f":"IF(O134=1,C134,\"\")","v":""},{"$f":"IF(P134=3,D134,\"\")","v":91398.60000000002},{"$f":"IF(P134=2,D134,\"\")","v":""},{"$f":"IF(P134=1,D134,\"\")","v":""},{"$f":"IF(Q134=3,E134,\"\")","v":142066.69999999998},{"$f":"IF(Q134=2,E134,\"\")","v":""},{"$f":"IF(Q134=1,E134,\"\")","v":""},{"$f":"IF(R134=3,F134,\"\")","v":74677.299999999988},{"$f":"IF(R134=2,F134,\"\")","v":""},{"$f":"IF(R134=1,F134,\"\")","v":""},{"$f":"SUM(U134,X134,AA134,AD134)","v":492082.09999999992},{"$f":"SUM(V134,Y134,AB134,AE134)","v":0},0,{"$f":"SUM(AG134:AI134)","v":492082.09999999992}]
[null,2,{"$f":"SUMIFS('9.2 Tidsdiff. - Setup'!$G$165:$G$8948,'9.2 Tidsdiff. - Setup'!$E$165:$E$8948,C$131,'9.2 Tidsdiff. - Setup'!$D$165:$D$8948,C$132,'9.2 Tidsdiff. - Setup'!$C$165:$C$8948,$B135)","v":170591.59999999998},{"$f":"SUMIFS('9.2 Tidsdiff. - Setup'!$G$165:$G$8948,'9.2 Tidsdiff. - Setup'!$E$165:$E$8948,C$131,'9.2 Tidsdiff. - Setup'!$D$165:$D$8948,D$132,'9.2 Tidsdiff. - Setup'!$C$165:$C$8948,$B135)","v":83107.000000000029},{"$f":"SUMIFS('9.2 Tidsdiff. - Setup'!$G$165:$G$8948,'9.2 Tidsdiff. - Setup'!$E$165:$E$8948,E$131,'9.2 Tidsdiff. - Setup'!$D$165:$D$8948,E$132,'9.2 Tidsdiff. - Setup'!$C$165:$C$8948,$B135)","v":128693.40000000005},{"$f":"SUMIFS('9.2 Tidsdiff. - Setup'!$G$165:$G$8948,'9.2 Tidsdiff. - Setup'!$E$165:$E$8948,E$131,'9.2 Tidsdiff. - Setup'!$D$165:$D$8948,F$132,'9.2 Tidsdiff. - Setup'!$C$165:$C$8948,$B135)","v":66878.7},null,2,{"$f":"AVERAGEIFS('9.2 Tidsdiff. - Setup'!$G$165:$G$8948,'9.2 Tidsdiff. - Setup'!$C$165:$C$8948,$H135,'9.2 Tidsdiff. - Setup'!$D$165:$D$8948,I$132,'9.2 Tidsdiff. - Setup'!$E$165:$E$8948,I$131)","v":1343.2409448818896},{"$f":"AVERAGEIFS('9.2 Tidsdiff. - Setup'!$G$165:$G$8948,'9.2 Tidsdiff. - Setup'!$C$165:$C$8948,$H135,'9.2 Tidsdiff. - Setup'!$D$165:$D$8948,J$132,'9.2 Tidsdiff. - Setup'!$E$165:$E$8948,I$131)","v":1484.053571428572},{"$f":"AVERAGEIFS('9.2 Tidsdiff. - Setup'!$G$165:$G$8948,'9.2 Tidsdiff. - Setup'!$C$165:$C$8948,$H135,'9.2 Tidsdiff. - Setup'!$D$165:$D$8948,K$132,'9.2 Tidsdiff. - Setup'!$E$165:$E$8948,K$131)","v":1037.8500000000004},{"$f":"AVERAGEIFS('9.2 Tidsdiff. - Setup'!$G$165:$G$8948,'9.2 Tidsdiff. - Setup'!$C$165:$C$8948,$H135,'9.2 Tidsdiff. - Setup'!$D$165:$D$8948,L$132,'9.2 Tidsdiff. - Setup'!$E$165:$E$8948,K$131)","v":1133.5372881355931},null,"1-2",3,{"$f":"P33","v":3},3,3,null,"1-2",{"$f":"IF(O135=3,C135,\"\")","v":170591.59999999998},{"$f":"IF(O135=2,C135,\"\")","v":""},{"$f":"IF(O135=1,C135,\"\")","v":""},{"$f":"IF(P135=3,D135,\"\")","v":83107.000000000029},{"$f":"IF(P135=2,D135,\"\")","v":""},{"$f":"IF(P135=1,D135,\"\")","v":""},{"$f":"IF(Q135=3,E135,\"\")","v":128693.40000000005},{"$f":"IF(Q135=2,E135,\"\")","v":""},{"$f":"IF(Q135=1,E135,\"\")","v":""},{"$f":"IF(R135=3,F135,\"\")","v":66878.7},{"$f":"IF(R135=2,F135,\"\")","v":""},{"$f":"IF(R135=1,F135,\"\")","v":""},{"$f":"SUM(U135,X135,AA135,AD135)","v":449270.70000000007},0,0,{"$f":"SUM(AG135:AI135)","v":449270.70000000007}]
[null,3,{"$f":"SUMIFS('9.2 Tidsdiff. - Setup'!$G$165:$G$8948,'9.2 Tidsdiff. - Setup'!$E$165:$E$8948,C$131,'9.2 Tidsdiff. - Setup'!$D$165:$D$8948,C$132,'9.2 Tidsdiff. - Setup'!$C$165:$C$8948,$B136)","v":165257.40000000005},{"$f":"SUMIFS('9.2 Tidsdiff. - Setup'!$G$165:$G$8948,'9.2 Tidsdiff. - Setup'!$E$165:$E$8948,C$131,'9.2 Tidsdiff. - Setup'!$D$165:$D$8948,D$132,'9.2 Tidsdiff. - Setup'!$C$165:$C$8948,$B136)","v":79772.299999999974},{"$f":"SUMIFS('9.2 Tidsdiff. - Setup'!$G$165:$G$8948,'9.2 Tidsdiff. - Setup'!$E$165:$E$8948,E$131,'9.2 Tidsdiff. - Setup'!$D$165:$D$8948,E$132,'9.2 Tidsdiff. - Setup'!$C$165:$C$8948,$B136)","v":122965.4},{"$f":"SUMIFS('9.2 Tidsdiff. - Setup'!$G$165:$G$8948,'9.2 Tidsdiff. - Setup'!$E$165:$E$8948,E$131,'9.2 Tidsdiff. - Setup'!$D$165:$D$8948,F$132,'9.2 Tidsdiff. - Setup'!$C$165:$C$8948,$B136)","v":62806.100000000006},null,3,{"$f":"AVERAGEIFS('9.2 Tidsdiff. - Setup'!$G$165:$G$8948,'9.2 Tidsdiff. - Setup'!$C$165:$C$8948,$H136,'9.2 Tidsdiff. - Setup'!$D$165:$D$8948,I$132,'9.2 Tidsdiff. - Setup'!$E$165:$E$8948,I$131)","v":1301.2393700787406},{"$f":"AVERAGEIFS('9.2 Tidsdiff. - Setup'!$G$165:$G$8948,'9.2 Tidsdiff. - Setup'!$C$165:$C$8948,$H136,'9.2 Tidsdiff. - Setup'!$D$165:$D$8948,J$132,'9.2 Tidsdiff. - Setup'!$E$165:$E$8948,I$131)","v":1424.5053571428566},{"$f":"AVERAGEIFS('9.2 Tidsdiff. - Setup'!$G$165:$G$8948,'9.2 Tidsdiff. - Setup'!$C$165:$C$8948,$H136,'9.2 Tidsdiff. - Setup'!$D$165:$D$8948,K$132,'9.2 Tidsdiff. - Setup'!$E$165:$E$8948,K$131)","v":991.6564516129032},{"$f":"AVERAGEIFS('9.2 Tidsdiff. - Setup'!$G$165:$G$8948,'9.2 Tidsdiff. - Setup'!$C$165:$C$8948,$H136,'9.2 Tidsdiff. - Setup'!$D$165:$D$8948,L$132,'9.2 Tidsdiff. - Setup'!$E$165:$E$8948,K$131)","v":1064.5101694915256},null,"2-3",3,3,3,3,null,"2-3",165257.40000000005,"","",79772.299999999974,"","",122965.4,"","",62806.100000000006,"","",430801.19999999995,0,0,430801.19999999995]
[null,4,{"$f":"SUMIFS('9.2 Tidsdiff. - Setup'!$G$165:$G$8948,'9.2 Tidsdiff. - Setup'!$E$165:$E$8948,C$131,'9.2 Tidsdiff. - Setup'!$D$165:$D$8948,C$132,'9.2 Tidsdiff. - Setup'!$C$165:$C$8948,$B137)","v":164097.7000000001},{"$f":"SUMIFS('9.2 Tidsdiff. - Setup'!$G$165:$G$8948,'9.2 Tidsdiff. - Setup'!$E$165:$E$8948,C$131,'9.2 Tidsdiff. - Setup'!$D$165:$D$8948,D$132,'9.2 Tidsdiff. - Setup'!$C$165:$C$8948,$B137)","v":76480.800000000003},{"$f":"SUMIFS('9.2 Tidsdiff. - Setup'!$G$165:$G$8948,'9.2 Tidsdiff. - Setup'!$E$165:$E$8948,E$131,'9.2 Tidsdiff. - Setup'!$D$165:$D$8948,E$132,'9.2 Tidsdiff. - Setup'!$C$165:$C$8948,$B137)","v":121025.20000000008},{"$f":"SUMIFS('9.2 Tidsdiff. - Setup'!$G$165:$G$8948,'9.2 Tidsdiff. - Setup'!$E$165:$E$8948,E$131,'9.2 Tidsdiff. - Setup'!$D$165:$D$8948,F$132,'9.2 Tidsdiff. - Setup'!$C$165:$C$8948,$B137)","v":60934},null,4,{"$f":"AVERAGEIFS('9.2 Tidsdiff. - Setup'!$G$165:$G$8948,'9.2 Tidsdiff. - Setup'!$C$165:$C$8948,$H137,'9.2 Tidsdiff. - Setup'!$D$165:$D$8948,I$132,'9.2 Tidsdiff. - Setup'!$E$165:$E$8948,I$131)","v":1292.1078740157488},{"$f":"AVERAGEIFS('9.2 Tidsdiff. - Setup'!$G$165:$G$8948,'9.2 Tidsdiff. - Setup'!$C$165:$C$8948,$H137,'9.2 Tidsdiff. - Setup'!$D$165:$D$8948,J$132,'9.2 Tidsdiff. - Setup'!$E$165:$E$8948,I$131)","v":1365.7285714285715},{"$f":"AVERAGEIFS('9.2 Tidsdiff. - Setup'!$G$165:$G$8948,'9.2 Tidsdiff. - Setup'!$C$165:$C$8948,$H137,'9.2 Tidsdiff. - Setup'!$D$165:$D$8948,K$132,'9.2 Tidsdiff. - Setup'!$E$165:$E$8948,K$131)","v":976.00967741935551},{"$f":"AVERAGEIFS('9.2 Tidsdiff. - Setup'!$G$165:$G$8948,'9.2 Tidsdiff. - Setup'!$C$165:$C$8948,$H137,'9.2 Tidsdiff. - Setup'!$D$165:$D$8948,L$132,'9.2 Tidsdiff. - Setup'!$E$165:$E$8948,K$131)","v":1032.7796610169491},null,"3-4",3,3,3,3,null,"3-4",164097.7000000001,"","",76480.800000000003,"","",121025.20000000008,"","",60934,"","",422537.70000000019,0,0,422537.70000000019]
[null,5,{"$f":"SUMIFS('9.2 Tidsdiff. - Setup'!$G$165:$G$8948,'9.2 Tidsdiff. - Setup'!$E$165:$E$8948,C$131,'9.2 Tidsdiff. - Setup'!$D$165:$D$8948,C$132,'9.2 Tidsdiff. - Setup'!$C$165:$C$8948,$B138)","v":166884.40000000008},{"$f":"SUMIFS('9.2 Tidsdiff. - Setup'!$G$165:$G$8948,'9.2 Tidsdiff. - Setup'!$E$165:$E$8948,C$131,'9.2 Tidsdiff. - Setup'!$D$165:$D$8948,D$132,'9.2 Tidsdiff. - Setup'!$C$165:$C$8948,$B138)","v":76005.5},{"$f":"SUMIFS('9.2 Tidsdiff. - Setup'!$G$165:$G$8948,'9.2 Tidsdiff. - Setup'!$E$165:$E$8948,E$131,'9.2 Tidsdiff. - Setup'!$D$165:$D$8948,E$132,'9.2 Tidsdiff. - Setup'!$C$165:$C$8948,$B138)","v":120348.79999999999},{"$f":"SUMIFS('9.2 Tidsdiff. - Setup'!$G$165:$G$8948,'9.2 Tidsdiff. - Setup'!$E$165:$E$8948,E$131,'9.2 Tidsdiff. - Setup'!$D$165:$D$8948,F$132,'9.2 Tidsdiff. - Setup'!$C$165:$C$8948,$B138)","v":59496.3},null,5,{"$f":"AVERAGEIFS('9.2 Tidsdiff. - Setup'!$G$165:$G$8948,'9.2 Tidsdiff. - Setup'!$C$165:$C$8948,$H138,'9.2 Tidsdiff. - Setup'!$D$165:$D$8948,I$132,'9.2 Tidsdiff. - Setup'!$E$165:$E$8948,I$131)","v":1314.0503937007879},{"$f":"AVERAGEIFS('9.2 Tidsdiff. - Setup'!$G$165:$G$8948,'9.2 Tidsdiff. - Setup'!$C$165:$C$8948,$H138,'9.2 Tidsdiff. - Setup'!$D$165:$D$8948,J$132,'9.2 Tidsdiff. - Setup'!$E$165:$E$8948,I$131)","v":1357.2410714285713},{"$f":"AVERAGEIFS('9.2 Tidsdiff. - Setup'!$G$165:$G$8948,'9.2 Tidsdiff. - Setup'!$C$165:$C$8948,$H138,'9.2 Tidsdiff. - Setup'!$D$165:$D$8948,K$132,'9.2 Tidsdiff. - Setup'!$E$165:$E$8948,K$131)","v":970.55483870967737},{"$f":"AVERAGEIFS('9.2 Tidsdiff. - Setup'!$G$165:$G$8948,'9.2 Tidsdiff. - Setup'!$C$165:$C$8948,$H138,'9.2 Tidsdiff. - Setup'!$D$165:$D$8948,L$132,'9.2 Tidsdiff. - Setup'!$E$165:$E$8948,K$131)","v":1008.4118644067797},null,"4-5",3,3,3,3,null,"4-5",166884.40000000008,"","",76005.5,"","",120348.79999999999,"","",59496.3,"","",422735.00000000006,0,0,422735.00000000006]
[null,6,{"$f":"SUMIFS('9.2 Tidsdiff. - Setup'!$G$165:$G$8948,'9.2 Tidsdiff. - Setup'!$E$165:$E$8948,C$131,'9.2 Tidsdiff. - Setup'!$D$165:$D$8948,C$132,'9.2 Tidsdiff. - Setup'!$C$165:$C$8948,$B139)","v":183071.10000000006},{"$f":"SUMIFS('9.2 Tidsdiff. - Setup'!$G$165:$G$8948,'9.2 Tidsdiff. - Setup'!$E$165:$E$8948,C$131,'9.2 Tidsdiff. - Setup'!$D$165:$D$8948,D$132,'9.2 Tidsdiff. - Setup'!$C$165:$C$8948,$B139)","v":77854.5},{"$f":"SUMIFS('9.2 Tidsdiff. - Setup'!$G$165:$G$8948,'9.2 Tidsdiff. - Setup'!$E$165:$E$8948,E$131,'9.2 Tidsdiff. - Setup'!$D$165:$D$8948,E$132,'9.2 Tidsdiff. - Setup'!$C$165:$C$8948,$B139)","v":127725.50000000004},{"$f":"SUMIFS('9.2 Tidsdiff. - Setup'!$G$165:$G$8948,'9.2 Tidsdiff. - Setup'!$E$165:$E$8948,E$131,'9.2 Tidsdiff. - Setup'!$D$165:$D$8948,F$132,'9.2 Tidsdiff. - Setup'!$C$165:$C$8948,$B139)","v":58940.499999999993},null,6,{"$f":"AVERAGEIFS('9.2 Tidsdiff. - Setup'!$G$165:$G$8948,'9.2 Tidsdiff. - Setup'!$C$165:$C$8948,$H139,'9.2 Tidsdiff. - Setup'!$D$165:$D$8948,I$132,'9.2 Tidsdiff. - Setup'!$E$165:$E$8948,I$131)","v":1441.5047244094494},{"$f":"AVERAGEIFS('9.2 Tidsdiff. - Setup'!$G$165:$G$8948,'9.2 Tidsdiff. - Setup'!$C$165:$C$8948,$H139,'9.2 Tidsdiff. - Setup'!$D$165:$D$8948,J$132,'9.2 Tidsdiff. - Setup'!$E$165:$E$8948,I$131)","v":1390.2589285714287},{"$f":"AVERAGEIFS('9.2 Tidsdiff. - Setup'!$G$165:$G$8948,'9.2 Tidsdiff. - Setup'!$C$165:$C$8948,$H139,'9.2 Tidsdiff. - Setup'!$D$165:$D$8948,K$132,'9.2 Tidsdiff. - Setup'!$E$165:$E$8948,K$131)","v":1030.04435483871},{"$f":"AVERAGEIFS('9.2 Tidsdiff. - Setup'!$G$165:$G$8948,'9.2 Tidsdiff. - Setup'!$C$165:$C$8948,$H139,'9.2 Tidsdiff. - Setup'!$D$165:$D$8948,L$132,'9.2 Tidsdiff. - Setup'!$E$165:$E$8948,K$131)","v":998.99152542372872},null,"5-6",3,3,3,3,null,"5-6",183071.10000000006,"","",77854.5,"","",127725.50000000004,"","",58940.499999999993,"","",447591.60000000009,0,0,447591.60000000009]
[null,7,{"$f":"SUMIFS('9.2 Tidsdiff. - Setup'!$G$165:$G$8948,'9.2 Tidsdiff. - Setup'!$E$165:$E$8948,C$131,'9.2 Tidsdiff. - Setup'!$D$165:$D$8948,C$132,'9.2 Tidsdiff. - Setup'!$C$165:$C$8948,$B140)","v":229445.2},{"$f":"SUMIFS('9.2 Tidsdiff. - Setup'!$G$165:$G$8948,'9.2 Tidsdiff. - Setup'!$E$165:$E$8948,C$131,'9.2 Tidsdiff. - Setup'!$D$165:$D$8948,D$132,'9.2 Tidsdiff. - Setup'!$C$165:$C$8948,$B140)","v":83477.899999999994},{"$f":"SUMIFS('9.2 Tidsdiff. - Setup'!$G$165:$G$8948,'9.2 Tidsdiff. - Setup'!$E$165:$E$8948,E$131,'9.2 Tidsdiff. - Setup'!$D$165:$D$8948,E$132,'9.2 Tidsdiff. - Setup'!$C$165:$C$8948,$B140)","v":156566.50000000012},{"$f":"SUMIFS('9.2 Tidsdiff. - Setup'!$G$165:$G$8948,'9.2 Tidsdiff. - Setup'!$E$165:$E$8948,E$131,'9.2 Tidsdiff. - Setup'!$D$165:$D$8948,F$132,'9.2 Tidsdiff. - Setup'!$C$165:$C$8948,$B140)","v":62279.900000000009},null,7,{"$f":"AVERAGEIFS('9.2 Tidsdiff. - Setup'!$G$165:$G$8948,'9.2 Tidsdiff. - Setup'!$C$165:$C$8948,$H140,'9.2 Tidsdiff. - Setup'!$D$165:$D$8948,I$132,'9.2 Tidsdiff. - Setup'!$E$165:$E$8948,I$131)","v":1806.6551181102363},{"$f":"AVERAGEIFS('9.2 Tidsdiff. - Setup'!$G$165:$G$8948,'9.2 Tidsdiff. - Setup'!$C$165:$C$8948,$H140,'9.2 Tidsdiff. - Setup'!$D$165:$D$8948,J$132,'9.2 Tidsdiff. - Setup'!$E$165:$E$8948,I$131)","v":1490.6767857142856},{"$f":"AVERAGEIFS('9.2 Tidsdiff. - Setup'!$G$165:$G$8948,'9.2 Tidsdiff. - Setup'!$C$165:$C$8948,$H140,'9.2 Tidsdiff. - Setup'!$D$165:$D$8948,K$132,'9.2 Tidsdiff. - Setup'!$E$165:$E$8948,K$131)","v":1262.6330645161299},{"$f":"AVERAGEIFS('9.2 Tidsdiff. - Setup'!$G$165:$G$8948,'9.2 Tidsdiff. - Setup'!$C$165:$C$8948,$H140,'9.2 Tidsdiff. - Setup'!$D$165:$D$8948,L$132,'9.2 Tidsdiff. - Setup'!$E$165:$E$8948,K$131)","v":1055.5915254237289},null,"6-7",2,3,3,3,null,"6-7","",229445.2,"",83477.899999999994,"","",156566.50000000012,"","",62279.900000000009,"","",302324.3000000001,229445.2,0,531769.50000000012]
[null,8,{"$f":"SUMIFS('9.2 Tidsdiff. - Setup'!$G$165:$G$8948,'9.2 Tidsdiff. - Setup'!$E$165:$E$8948,C$131,'9.2 Tidsdiff. - Setup'!$D$165:$D$8948,C$132,'9.2 Tidsdiff. - Setup'!$C$165:$C$8948,$B141)","v":273115.10000000003},{"$f":"SUMIFS('9.2 Tidsdiff. - Setup'!$G$165:$G$8948,'9.2 Tidsdiff. - Setup'!$E$165:$E$8948,C$131,'9.2 Tidsdiff. - Setup'!$D$165:$D$8948,D$132,'9.2 Tidsdiff. - Setup'!$C$165:$C$8948,$B141)","v":94747.299999999988},{"$f":"SUMIFS('9.2 Tidsdiff. - Setup'!$G$165:$G$8948,'9.2 Tidsdiff. - Setup'!$E$165:$E$8948,E$131,'9.2 Tidsdiff. - Setup'!$D$165:$D$8948,E$132,'9.2 Tidsdiff. - Setup'!$C$165:$C$8948,$B141)","v":189425.7999999999},{"$f":"SUMIFS('9.2 Tidsdiff. - Setup'!$G$165:$G$8948,'9.2 Tidsdiff. - Setup'!$E$165:$E$8948,E$131,'9.2 Tidsdiff. - Setup'!$D$165:$D$8948,F$132,'9.2 Tidsdiff. - Setup'!$C$165:$C$8948,$B141)","v":73373.100000000006},null,8,{"$f":"AVERAGEIFS('9.2 Tidsdiff. - Setup'!$G$165:$G$8948,'9.2 Tidsdiff. - Setup'!$C$165:$C$8948,$H141,'9.2 Tidsdiff. - Setup'!$D$165:$D$8948,I$132,'9.2 Tidsdiff. - Setup'!$E$165:$E$8948,I$131)","v":2150.5125984251972},{"$f":"AVERAGEIFS('9.2 Tidsdiff. - Setup'!$G$165:$G$8948,'9.2 Tidsdiff. - Setup'!$C$165:$C$8948,$H141,'9.2 Tidsdiff. - Setup'!$D$165:$D$8948,J$132,'9.2 Tidsdiff. - Setup'!$E$165:$E$8948,I$131)","v":1691.9160714285713},{"$f":"AVERAGEIFS('9.2 Tidsdiff. - Setup'!$G$165:$G$8948,'9.2 Tidsdiff. - Setup'!$C$165:$C$8948,$H141,'9.2 Tidsdiff. - Setup'!$D$165:$D$8948,K$132,'9.2 Tidsdiff. - Setup'!$E$165:$E$8948,K$131)","v":1527.6274193548379},{"$f":"AVERAGEIFS('9.2 Tidsdiff. - Setup'!$G$165:$G$8948,'9.2 Tidsdiff. - Setup'!$C$165:$C$8948,$H141,'9.2 Tidsdiff. - Setup'!$D$165:$D$8948,L$132,'9.2 Tidsdiff. - Setup'!$E$165:$E$8948,K$131)","v":1243.6118644067797},null,"7-8",1,3,2,3,null,"7-8","","",273115.10000000003,94747.299999999988,"","","",189425.7999999999,"",73373.100000000006,"","",168120.4,189425.7999999999,273115.10000000003,630661.29999999993]
[null,9,{"$f":"SUMIFS('9.2 Tidsdiff. - Setup'!$G$165:$G$8948,'9.2 Tidsdiff. - Setup'!$E$165:$E$8948,C$131,'9.2 Tidsdiff. - Setup'!$D$165:$D$8948,C$132,'9.2 Tidsdiff. - Setup'!$C$165:$C$8948,$B142)","v":280694.40000000002},{"$f":"SUMIFS('9.2 Tidsdiff. - Setup'!$G$165:$G$8948,'9.2 Tidsdiff. - Setup'!$E$165:$E$8948,C$131,'9.2 Tidsdiff. - Setup'!$D$165:$D$8948,D$132,'9.2 Tidsdiff. - Setup'!$C$165:$C$8948,$B142)","v":110639.79999999999},{"$f":"SUMIFS('9.2 Tidsdiff. - Setup'!$G$165:$G$8948,'9.2 Tidsdiff. - Setup'!$E$165:$E$8948,E$131,'9.2 Tidsdiff. - Setup'!$D$165:$D$8948,E$132,'9.2 Tidsdiff. - Setup'!$C$165:$C$8948,$B142)","v":206675.40000000002},{"$f":"SUMIFS('9.2 Tidsdiff. - Setup'!$G$165:$G$8948,'9.2 Tidsdiff. - Setup'!$E$165:$E$8948,E$131,'9.2 Tidsdiff. - Setup'!$D$165:$D$8948,F$132,'9.2 Tidsdiff. - Setup'!$C$165:$C$8948,$B142)","v":89356.400000000023},null,9,{"$f":"AVERAGEIFS('9.2 Tidsdiff. - Setup'!$G$165:$G$8948,'9.2 Tidsdiff. - Setup'!$C$165:$C$8948,$H142,'9.2 Tidsdiff. - Setup'!$D$165:$D$8948,I$132,'9.2 Tidsdiff. - Setup'!$E$165:$E$8948,I$131)","v":2210.192125984252},{"$f":"AVERAGEIFS('9.2 Tidsdiff. - Setup'!$G$165:$G$8948,'9.2 Tidsdiff. - Setup'!$C$165:$C$8948,$H142,'9.2 Tidsdiff. - Setup'!$D$165:$D$8948,J$132,'9.2 Tidsdiff. - Setup'!$E$165:$E$8948,I$131)","v":1975.7107142857142},{"$f":"AVERAGEIFS('9.2 Tidsdiff. - Setup'!$G$165:$G$8948,'9.2 Tidsdiff. - Setup'!$C$165:$C$8948,$H142,'9.2 Tidsdiff. - Setup'!$D$165:$D$8948,K$132,'9.2 Tidsdiff. - Setup'!$E$165:$E$8948,K$131)","v":1666.7370967741938},{"$f":"AVERAGEIFS('9.2 Tidsdiff. - Setup'!$G$165:$G$8948,'9.2 Tidsdiff. - Setup'!$C$165:$C$8948,$H142,'9.2 Tidsdiff. - Setup'!$D$165:$D$8948,L$132,'9.2 Tidsdiff. - Setup'!$E$165:$E$8948,K$131)","v":1514.5152542372884},null,"8-9",1,3,2,3,null,"8-9","","",280694.40000000002,110639.79999999999,"","","",206675.40000000002,"",89356.400000000023,"","",199996.2,206675.40000000002,280694.40000000002,687366]
[null,10,{"$f":"SUMIFS('9.2 Tidsdiff. - Setup'!$G$165:$G$8948,'9.2 Tidsdiff. - Setup'!$E$165:$E$8948,C$131,'9.2 Tidsdiff. - Setup'!$D$165:$D$8948,C$132,'9.2 Tidsdiff. - Setup'!$C$165:$C$8948,$B143)","v":280702.90000000008},{"$f":"SUMIFS('9.2 Tidsdiff. - Setup'!$G$165:$G$8948,'9.2 Tidsdiff. - Setup'!$E$165:$E$8948,C$131,'9.2 Tidsdiff. - Setup'!$D$165:$D$8948,D$132,'9.2 Tidsdiff. - Setup'!$C$165:$C$8948,$B143)","v":122500.19999999997},{"$f":"SUMIFS('9.2 Tidsdiff. - Setup'!$G$165:$G$8948,'9.2 Tidsdiff. - Setup'!$E$165:$E$8948,E$131,'9.2 Tidsdiff. - Setup'!$D$165:$D$8948,E$132,'9.2 Tidsdiff. - Setup'!$C$165:$C$8948,$B143)","v":213628.5},{"$f":"SUMIFS('9.2 Tidsdiff. - Setup'!$G$165:$G$8948,'9.2 Tidsdiff. - Setup'!$E$165:$E$8948,E$131,'9.2 Tidsdiff. - Setup'!$D$165:$D$8948,F$132,'9.2 Tidsdiff. - Setup'!$C$165:$C$8948,$B143)","v":99707.5},null,10,{"$f":"AVERAGEIFS('9.2 Tidsdiff. - Setup'!$G$165:$G$8948,'9.2 Tidsdiff. - Setup'!$C$165:$C$8948,$H143,'9.2 Tidsdiff. - Setup'!$D$165:$D$8948,I$132,'9.2 Tidsdiff. - Setup'!$E$165:$E$8948,I$131)","v":2210.2590551181111},{"$f":"AVERAGEIFS('9.2 Tidsdiff. - Setup'!$G$165:$G$8948,'9.2 Tidsdiff. - Setup'!$C$165:$C$8948,$H143,'9.2 Tidsdiff. - Setup'!$D$165:$D$8948,J$132,'9.2 Tidsdiff. - Setup'!$E$165:$E$8948,I$131)","v":2187.5035714285709},{"$f":"AVERAGEIFS('9.2 Tidsdiff. - Setup'!$G$165:$G$8948,'9.2 Tidsdiff. - Setup'!$C$165:$C$8948,$H143,'9.2 Tidsdiff. - Setup'!$D$165:$D$8948,K$132,'9.2 Tidsdiff. - Setup'!$E$165:$E$8948,K$131)","v":1722.8104838709678},{"$f":"AVERAGEIFS('9.2 Tidsdiff. - Setup'!$G$165:$G$8948,'9.2 Tidsdiff. - Setup'!$C$165:$C$8948,$H143,'9.2 Tidsdiff. - Setup'!$D$165:$D$8948,L$132,'9.2 Tidsdiff. - Setup'!$E$165:$E$8948,K$131)","v":1689.957627118644},null,"9-10",1,3,2,3,null,"9-10","","",280702.90000000008,122500.19999999997,"","","",213628.5,"",99707.5,"","",222207.69999999995,213628.5,280702.90000000008,716539.10000000009]
[null,11,{"$f":"SUMIFS('9.2 Tidsdiff. - Setup'!$G$165:$G$8948,'9.2 Tidsdiff. - Setup'!$E$165:$E$8948,C$131,'9.2 Tidsdiff. - Setup'!$D$165:$D$8948,C$132,'9.2 Tidsdiff. - Setup'!$C$165:$C$8948,$B144)","v":280960.59999999992},{"$f":"SUMIFS('9.2 Tidsdiff. - Setup'!$G$165:$G$8948,'9.2 Tidsdiff. - Setup'!$E$165:$E$8948,C$131,'9.2 Tidsdiff. - Setup'!$D$165:$D$8948,D$132,'9.2 Tidsdiff. - Setup'!$C$165:$C$8948,$B144)","v":127579},{"$f":"SUMIFS('9.2 Tidsdiff. - Setup'!$G$165:$G$8948,'9.2 Tidsdiff. - Setup'!$E$165:$E$8948,E$131,'9.2 Tidsdiff. - Setup'!$D$165:$D$8948,E$132,'9.2 Tidsdiff. - Setup'!$C$165:$C$8948,$B144)","v":216630.60000000015},{"$f":"SUMIFS('9.2 Tidsdiff. - Setup'!$G$165:$G$8948,'9.2 Tidsdiff. - Setup'!$E$165:$E$8948,E$131,'9.2 Tidsdiff. - Setup'!$D$165:$D$8948,F$132,'9.2 Tidsdiff. - Setup'!$C$165:$C$8948,$B144)","v":103184.59999999999},null,11,{"$f":"AVERAGEIFS('9.2 Tidsdiff. - Setup'!$G$165:$G$8948,'9.2 Tidsdiff. - Setup'!$C$165:$C$8948,$H144,'9.2 Tidsdiff. - Setup'!$D$165:$D$8948,I$132,'9.2 Tidsdiff. - Setup'!$E$165:$E$8948,I$131)","v":2212.2881889763771},{"$f":"AVERAGEIFS('9.2 Tidsdiff. - Setup'!$G$165:$G$8948,'9.2 Tidsdiff. - Setup'!$C$165:$C$8948,$H144,'9.2 Tidsdiff. - Setup'!$D$165:$D$8948,J$132,'9.2 Tidsdiff. - Setup'!$E$165:$E$8948,I$131)","v":2278.1964285714284},{"$f":"AVERAGEIFS('9.2 Tidsdiff. - Setup'!$G$165:$G$8948,'9.2 Tidsdiff. - Setup'!$C$165:$C$8948,$H144,'9.2 Tidsdiff. - Setup'!$D$165:$D$8948,K$132,'9.2 Tidsdiff. - Setup'!$E$165:$E$8948,K$131)","v":1747.0209677419366},{"$f":"AVERAGEIFS('9.2 Tidsdiff. - Setup'!$G$165:$G$8948,'9.2 Tidsdiff. - Setup'!$C$165:$C$8948,$H144,'9.2 Tidsdiff. - Setup'!$D$165:$D$8948,L$132,'9.2 Tidsdiff. - Setup'!$E$165:$E$8948,K$131)","v":1748.8915254237286},null,"10-11",1,3,2,3,null,"10-11","","",280960.59999999992,127579,"","","",216630.60000000015,"",103184.59999999999,"","",230763.59999999998,216630.60000000015,280960.59999999992,728354.8]
[null,12,{"$f":"SUMIFS('9.2 Tidsdiff. - Setup'!$G$165:$G$8948,'9.2 Tidsdiff. - Setup'!$E$165:$E$8948,C$131,'9.2 Tidsdiff. - Setup'!$D$165:$D$8948,C$132,'9.2 Tidsdiff. - Setup'!$C$165:$C$8948,$B145)","v":278075.59999999998},{"$f":"SUMIFS('9.2 Tidsdiff. - Setup'!$G$165:$G$8948,'9.2 Tidsdiff. - Setup'!$E$165:$E$8948,C$131,'9.2 Tidsdiff. - Setup'!$D$165:$D$8948,D$132,'9.2 Tidsdiff. - Setup'!$C$165:$C$8948,$B145)","v":128444.79999999999},{"$f":"SUMIFS('9.2 Tidsdiff. - Setup'!$G$165:$G$8948,'9.2 Tidsdiff. - Setup'!$E$165:$E$8948,E$131,'9.2 Tidsdiff. - Setup'!$D$165:$D$8948,E$132,'9.2 Tidsdiff. - Setup'!$C$165:$C$8948,$B145)","v":215589.69999999998},{"$f":"SUMIFS('9.2 Tidsdiff. - Setup'!$G$165:$G$8948,'9.2 Tidsdiff. - Setup'!$E$165:$E$8948,E$131,'9.2 Tidsdiff. - Setup'!$D$165:$D$8948,F$132,'9.2 Tidsdiff. - Setup'!$C$165:$C$8948,$B145)","v":103036.19999999997},null,12,{"$f":"AVERAGEIFS('9.2 Tidsdiff. - Setup'!$G$165:$G$8948,'9.2 Tidsdiff. - Setup'!$C$165:$C$8948,$H145,'9.2 Tidsdiff. - Setup'!$D$165:$D$8948,I$132,'9.2 Tidsdiff. - Setup'!$E$165:$E$8948,I$131)","v":2189.5716535433071},{"$f":"AVERAGEIFS('9.2 Tidsdiff. - Setup'!$G$165:$G$8948,'9.2 Tidsdiff. - Setup'!$C$165:$C$8948,$H145,'9.2 Tidsdiff. - Setup'!$D$165:$D$8948,J$132,'9.2 Tidsdiff. - Setup'!$E$165:$E$8948,I$131)","v":2293.6571428571428},{"$f":"AVERAGEIFS('9.2 Tidsdiff. - Setup'!$G$165:$G$8948,'9.2 Tidsdiff. - Setup'!$C$165:$C$8948,$H145,'9.2 Tidsdiff. - Setup'!$D$165:$D$8948,K$132,'9.2 Tidsdiff. - Setup'!$E$165:$E$8948,K$131)","v":1738.6266129032256},{"$f":"AVERAGEIFS('9.2 Tidsdiff. - Setup'!$G$165:$G$8948,'9.2 Tidsdiff. - Setup'!$C$165:$C$8948,$H145,'9.2 Tidsdiff. - Setup'!$D$165:$D$8948,L$132,'9.2 Tidsdiff. - Setup'!$E$165:$E$8948,K$131)","v":1746.3762711864401},null,"11-12",1,3,2,3,null,"11-12","","",278075.59999999998,128444.79999999999,"","","",215589.69999999998,"",103036.19999999997,"","",231480.99999999994,215589.69999999998,278075.59999999998,725146.29999999993]
[null,13,{"$f":"SUMIFS('9.2 Tidsdiff. - Setup'!$G$165:$G$8948,'9.2 Tidsdiff. - Setup'!$E$165:$E$8948,C$131,'9.2 Tidsdiff. - Setup'!$D$165:$D$8948,C$132,'9.2 Tidsdiff. - Setup'!$C$165:$C$8948,$B146)","v":271785.3},{"$f":"SUMIFS('9.2 Tidsdiff. - Setup'!$G$165:$G$8948,'9.2 Tidsdiff. - Setup'!$E$165:$E$8948,C$131,'9.2 Tidsdiff. - Setup'!$D$165:$D$8948,D$132,'9.2 Tidsdiff. - Setup'!$C$165:$C$8948,$B146)","v":126058.79999999999},{"$f":"SUMIFS('9.2 Tidsdiff. - Setup'!$G$165:$G$8948,'9.2 Tidsdiff. - Setup'!$E$165:$E$8948,E$131,'9.2 Tidsdiff. - Setup'!$D$165:$D$8948,E$132,'9.2 Tidsdiff. - Setup'!$C$165:$C$8948,$B146)","v":211149.59999999989},{"$f":"SUMIFS('9.2 Tidsdiff. - Setup'!$G$165:$G$8948,'9.2 Tidsdiff. - Setup'!$E$165:$E$8948,E$131,'9.2 Tidsdiff. - Setup'!$D$165:$D$8948,F$132,'9.2 Tidsdiff. - Setup'!$C$165:$C$8948,$B146)","v":100556.40000000002},null,13,{"$f":"AVERAGEIFS('9.2 Tidsdiff. - Setup'!$G$165:$G$8948,'9.2 Tidsdiff. - Setup'!$C$165:$C$8948,$H146,'9.2 Tidsdiff. - Setup'!$D$165:$D$8948,I$132,'9.2 Tidsdiff. - Setup'!$E$165:$E$8948,I$131)","v":2140.0417322834646},{"$f":"AVERAGEIFS('9.2 Tidsdiff. - Setup'!$G$165:$G$8948,'9.2 Tidsdiff. - Setup'!$C$165:$C$8948,$H146,'9.2 Tidsdiff. - Setup'!$D$165:$D$8948,J$132,'9.2 Tidsdiff. - Setup'!$E$165:$E$8948,I$131)","v":2251.0499999999997},{"$f":"AVERAGEIFS('9.2 Tidsdiff. - Setup'!$G$165:$G$8948,'9.2 Tidsdiff. - Setup'!$C$165:$C$8948,$H146,'9.2 Tidsdiff. - Setup'!$D$165:$D$8948,K$132,'9.2 Tidsdiff. - Setup'!$E$165:$E$8948,K$131)","v":1702.8193548387087},{"$f":"AVERAGEIFS('9.2 Tidsdiff. - Setup'!$G$165:$G$8948,'9.2 Tidsdiff. - Setup'!$C$165:$C$8948,$H146,'9.2 Tidsdiff. - Setup'!$D$165:$D$8948,L$132,'9.2 Tidsdiff. - Setup'!$E$165:$E$8948,K$131)","v":1704.3457627118648},null,"12-13",1,3,2,3,null,"12-13","","",271785.3,126058.79999999999,"","","",211149.59999999989,"",100556.40000000002,"","",226615.2,211149.59999999989,271785.3,709550.09999999986]
[null,14,{"$f":"SUMIFS('9.2 Tidsdiff. - Setup'!$G$165:$G$8948,'9.2 Tidsdiff. - Setup'!$E$165:$E$8948,C$131,'9.2 Tidsdiff. - Setup'!$D$165:$D$8948,C$132,'9.2 Tidsdiff. - Setup'!$C$165:$C$8948,$B147)","v":270343.89999999997},{"$f":"SUMIFS('9.2 Tidsdiff. - Setup'!$G$165:$G$8948,'9.2 Tidsdiff. - Setup'!$E$165:$E$8948,C$131,'9.2 Tidsdiff. - Setup'!$D$165:$D$8948,D$132,'9.2 Tidsdiff. - Setup'!$C$165:$C$8948,$B147)","v":123406.39999999998},{"$f":"SUMIFS('9.2 Tidsdiff. - Setup'!$G$165:$G$8948,'9.2 Tidsdiff. - Setup'!$E$165:$E$8948,E$131,'9.2 Tidsdiff. - Setup'!$D$165:$D$8948,E$132,'9.2 Tidsdiff. - Setup'!$C$165:$C$8948,$B147)","v":209472.4},{"$f":"SUMIFS('9.2 Tidsdiff. - Setup'!$G$165:$G$8948,'9.2 Tidsdiff. - Setup'!$E$165:$E$8948,E$131,'9.2 Tidsdiff. - Setup'!$D$165:$D$8948,F$132,'9.2 Tidsdiff. - Setup'!$C$165:$C$8948,$B147)","v":97756.400000000023},null,14,{"$f":"AVERAGEIFS('9.2 Tidsdiff. - Setup'!$G$165:$G$8948,'9.2 Tidsdiff. - Setup'!$C$165:$C$8948,$H147,'9.2 Tidsdiff. - Setup'!$D$165:$D$8948,I$132,'9.2 Tidsdiff. - Setup'!$E$165:$E$8948,I$131)","v":2128.6921259842516},{"$f":"AVERAGEIFS('9.2 Tidsdiff. - Setup'!$G$165:$G$8948,'9.2 Tidsdiff. - Setup'!$C$165:$C$8948,$H147,'9.2 Tidsdiff. - Setup'!$D$165:$D$8948,J$132,'9.2 Tidsdiff. - Setup'!$E$165:$E$8948,I$131)","v":2203.6857142857139},{"$f":"AVERAGEIFS('9.2 Tidsdiff. - Setup'!$G$165:$G$8948,'9.2 Tidsdiff. - Setup'!$C$165:$C$8948,$H147,'9.2 Tidsdiff. - Setup'!$D$165:$D$8948,K$132,'9.2 Tidsdiff. - Setup'!$E$165:$E$8948,K$131)","v":1689.2935483870967},{"$f":"AVERAGEIFS('9.2 Tidsdiff. - Setup'!$G$165:$G$8948,'9.2 Tidsdiff. - Setup'!$C$165:$C$8948,$H147,'9.2 Tidsdiff. - Setup'!$D$165:$D$8948,L$132,'9.2 Tidsdiff. - Setup'!$E$165:$E$8948,K$131)","v":1656.8881355932208},null,"13-14",1,3,2,3,null,"13-14","","",270343.89999999997,123406.39999999998,"","","",209472.4,"",97756.400000000023,"","",221162.8,209472.4,270343.89999999997,700979.09999999986]
[null,15,{"$f":"SUMIFS('9.2 Tidsdiff. - Setup'!$G$165:$G$8948,'9.2 Tidsdiff. - Setup'!$E$165:$E$8948,C$131,'9.2 Tidsdiff. - Setup'!$D$165:$D$8948,C$132,'9.2 Tidsdiff. - Setup'!$C$165:$C$8948,$B148)","v":272896.10000000015},{"$f":"SUMIFS('9.2 Tidsdiff. - Setup'!$G$165:$G$8948,'9.2 Tidsdiff. - Setup'!$E$165:$E$8948,C$131,'9.2 Tidsdiff. - Setup'!$D$165:$D$8948,D$132,'9.2 Tidsdiff. - Setup'!$C$165:$C$8948,$B148)","v":122940.70000000001},{"$f":"SUMIFS('9.2 Tidsdiff. - Setup'!$G$165:$G$8948,'9.2 Tidsdiff. - Setup'!$E$165:$E$8948,E$131,'9.2 Tidsdiff. - Setup'!$D$165:$D$8948,E$132,'9.2 Tidsdiff. - Setup'!$C$165:$C$8948,$B148)","v":209310.39999999994},{"$f":"SUMIFS('9.2 Tidsdiff. - Setup'!$G$165:$G$8948,'9.2 Tidsdiff. - Setup'!$E$165:$E$8948,E$131,'9.2 Tidsdiff. - Setup'!$D$165:$D$8948,F$132,'9.2 Tidsdiff. - Setup'!$C$165:$C$8948,$B148)","v":96194.500000000029},null,15,{"$f":"AVERAGEIFS('9.2 Tidsdiff. - Setup'!$G$165:$G$8948,'9.2 Tidsdiff. - Setup'!$C$165:$C$8948,$H148,'9.2 Tidsdiff. - Setup'!$D$165:$D$8948,I$132,'9.2 Tidsdiff. - Setup'!$E$165:$E$8948,I$131)","v":2148.7881889763789},{"$f":"AVERAGEIFS('9.2 Tidsdiff. - Setup'!$G$165:$G$8948,'9.2 Tidsdiff. - Setup'!$C$165:$C$8948,$H148,'9.2 Tidsdiff. - Setup'!$D$165:$D$8948,J$132,'9.2 Tidsdiff. - Setup'!$E$165:$E$8948,I$131)","v":2195.3696428571429},{"$f":"AVERAGEIFS('9.2 Tidsdiff. - Setup'!$G$165:$G$8948,'9.2 Tidsdiff. - Setup'!$C$165:$C$8948,$H148,'9.2 Tidsdiff. - Setup'!$D$165:$D$8948,K$132,'9.2 Tidsdiff. - Setup'!$E$165:$E$8948,K$131)","v":1687.9870967741931},{"$f":"AVERAGEIFS('9.2 Tidsdiff. - Setup'!$G$165:$G$8948,'9.2 Tidsdiff. - Setup'!$C$165:$C$8948,$H148,'9.2 Tidsdiff. - Setup'!$D$165:$D$8948,L$132,'9.2 Tidsdiff. - Setup'!$E$165:$E$8948,K$131)","v":1630.4152542372885},null,"14-15",1,3,2,3,null,"14-15","","",272896.10000000015,122940.70000000001,"","","",209310.39999999994,"",96194.500000000029,"","",219135.20000000004,209310.39999999994,272896.10000000015,701341.70000000019]
[null,16,{"$f":"SUMIFS('9.2 Tidsdiff. - Setup'!$G$165:$G$8948,'9.2 Tidsdiff. - Setup'!$E$165:$E$8948,C$131,'9.2 Tidsdiff. - Setup'!$D$165:$D$8948,C$132,'9.2 Tidsdiff. - Setup'!$C$165:$C$8948,$B149)","v":279232.5},{"$f":"SUMIFS('9.2 Tidsdiff. - Setup'!$G$165:$G$8948,'9.2 Tidsdiff. - Setup'!$E$165:$E$8948,C$131,'9.2 Tidsdiff. - Setup'!$D$165:$D$8948,D$132,'9.2 Tidsdiff. - Setup'!$C$165:$C$8948,$B149)","v":124869.69999999998},{"$f":"SUMIFS('9.2 Tidsdiff. - Setup'!$G$165:$G$8948,'9.2 Tidsdiff. - Setup'!$E$165:$E$8948,E$131,'9.2 Tidsdiff. - Setup'!$D$165:$D$8948,E$132,'9.2 Tidsdiff. - Setup'!$C$165:$C$8948,$B149)","v":208865.10000000006},{"$f":"SUMIFS('9.2 Tidsdiff. - Setup'!$G$165:$G$8948,'9.2 Tidsdiff. - Setup'!$E$165:$E$8948,E$131,'9.2 Tidsdiff. - Setup'!$D$165:$D$8948,F$132,'9.2 Tidsdiff. - Setup'!$C$165:$C$8948,$B149)","v":95458.1},null,16,{"$f":"AVERAGEIFS('9.2 Tidsdiff. - Setup'!$G$165:$G$8948,'9.2 Tidsdiff. - Setup'!$C$165:$C$8948,$H149,'9.2 Tidsdiff. - Setup'!$D$165:$D$8948,I$132,'9.2 Tidsdiff. - Setup'!$E$165:$E$8948,I$131)","v":2198.6811023622049},{"$f":"AVERAGEIFS('9.2 Tidsdiff. - Setup'!$G$165:$G$8948,'9.2 Tidsdiff. - Setup'!$C$165:$C$8948,$H149,'9.2 Tidsdiff. - Setup'!$D$165:$D$8948,J$132,'9.2 Tidsdiff. - Setup'!$E$165:$E$8948,I$131)","v":2229.8160714285709},{"$f":"AVERAGEIFS('9.2 Tidsdiff. - Setup'!$G$165:$G$8948,'9.2 Tidsdiff. - Setup'!$C$165:$C$8948,$H149,'9.2 Tidsdiff. - Setup'!$D$165:$D$8948,K$132,'9.2 Tidsdiff. - Setup'!$E$165:$E$8948,K$131)","v":1684.3959677419359},{"$f":"AVERAGEIFS('9.2 Tidsdiff. - Setup'!$G$165:$G$8948,'9.2 Tidsdiff. - Setup'!$C$165:$C$8948,$H149,'9.2 Tidsdiff. - Setup'!$D$165:$D$8948,L$132,'9.2 Tidsdiff. - Setup'!$E$165:$E$8948,K$131)","v":1617.9338983050848},null,"15-16",1,3,2,3,null,"15-16","","",279232.5,124869.69999999998,"","","",208865.10000000006,"",95458.1,"","",220327.8,208865.10000000006,279232.5,708425.4]
[null,17,{"$f":"SUMIFS('9.2 Tidsdiff. - Setup'!$G$165:$G$8948,'9.2 Tidsdiff. - Setup'!$E$165:$E$8948,C$131,'9.2 Tidsdiff. - Setup'!$D$165:$D$8948,C$132,'9.2 Tidsdiff. - Setup'!$C$165:$C$8948,$B150)","v":312544.3},{"$f":"SUMIFS('9.2 Tidsdiff. - Setup'!$G$165:$G$8948,'9.2 Tidsdiff. - Setup'!$E$165:$E$8948,C$131,'9.2 Tidsdiff. - Setup'!$D$165:$D$8948,D$132,'9.2 Tidsdiff. - Setup'!$C$165:$C$8948,$B150)","v":138259.20000000001},{"$f":"SUMIFS('9.2 Tidsdiff. - Setup'!$G$165:$G$8948,'9.2 Tidsdiff. - Setup'!$E$165:$E$8948,E$131,'9.2 Tidsdiff. - Setup'!$D$165:$D$8948,E$132,'9.2 Tidsdiff. - Setup'!$C$165:$C$8948,$B150)","v":219824.99999999994},{"$f":"SUMIFS('9.2 Tidsdiff. - Setup'!$G$165:$G$8948,'9.2 Tidsdiff. - Setup'!$E$165:$E$8948,E$131,'9.2 Tidsdiff. - Setup'!$D$165:$D$8948,F$132,'9.2 Tidsdiff. - Setup'!$C$165:$C$8948,$B150)","v":100200.19999999998},null,17,{"$f":"AVERAGEIFS('9.2 Tidsdiff. - Setup'!$G$165:$G$8948,'9.2 Tidsdiff. - Setup'!$C$165:$C$8948,$H150,'9.2 Tidsdiff. - Setup'!$D$165:$D$8948,I$132,'9.2 Tidsdiff. - Setup'!$E$165:$E$8948,I$131)","v":2460.9787401574804},{"$f":"AVERAGEIFS('9.2 Tidsdiff. - Setup'!$G$165:$G$8948,'9.2 Tidsdiff. - Setup'!$C$165:$C$8948,$H150,'9.2 Tidsdiff. - Setup'!$D$165:$D$8948,J$132,'9.2 Tidsdiff. - Setup'!$E$165:$E$8948,I$131)","v":2468.9142857142861},{"$f":"AVERAGEIFS('9.2 Tidsdiff. - Setup'!$G$165:$G$8948,'9.2 Tidsdiff. - Setup'!$C$165:$C$8948,$H150,'9.2 Tidsdiff. - Setup'!$D$165:$D$8948,K$132,'9.2 Tidsdiff. - Setup'!$E$165:$E$8948,K$131)","v":1772.7822580645156},{"$f":"AVERAGEIFS('9.2 Tidsdiff. - Setup'!$G$165:$G$8948,'9.2 Tidsdiff. - Setup'!$C$165:$C$8948,$H150,'9.2 Tidsdiff. - Setup'!$D$165:$D$8948,L$132,'9.2 Tidsdiff. - Setup'!$E$165:$E$8948,K$131)","v":1698.3084745762708},null,"16-17",1,3,2,3,null,"16-17","","",312544.3,138259.20000000001,"","","",219824.99999999994,"",100200.19999999998,"","",238459.4,219824.99999999994,312544.3,770828.7]
[null,18,{"$f":"SUMIFS('9.2 Tidsdiff. - Setup'!$G$165:$G$8948,'9.2 Tidsdiff. - Setup'!$E$165:$E$8948,C$131,'9.2 Tidsdiff. - Setup'!$D$165:$D$8948,C$132,'9.2 Tidsdiff. - Setup'!$C$165:$C$8948,$B151)","v":375940.09999999992},{"$f":"SUMIFS('9.2 Tidsdiff. - Setup'!$G$165:$G$8948,'9.2 Tidsdiff. - Setup'!$E$165:$E$8948,C$131,'9.2 Tidsdiff. - Setup'!$D$165:$D$8948,D$132,'9.2 Tidsdiff. - Setup'!$C$165:$C$8948,$B151)","v":163802.90000000002},{"$f":"SUMIFS('9.2 Tidsdiff. - Setup'!$G$165:$G$8948,'9.2 Tidsdiff. - Setup'!$E$165:$E$8948,E$131,'9.2 Tidsdiff. - Setup'!$D$165:$D$8948,E$132,'9.2 Tidsdiff. - Setup'!$C$165:$C$8948,$B151)","v":256565.39999999991},{"$f":"SUMIFS('9.2 Tidsdiff. - Setup'!$G$165:$G$8948,'9.2 Tidsdiff. - Setup'!$E$165:$E$8948,E$131,'9.2 Tidsdiff. - Setup'!$D$165:$D$8948,F$132,'9.2 Tidsdiff. - Setup'!$C$165:$C$8948,$B151)","v":117355.80000000005},null,18,{"$f":"AVERAGEIFS('9.2 Tidsdiff. - Setup'!$G$165:$G$8948,'9.2 Tidsdiff. - Setup'!$C$165:$C$8948,$H151,'9.2 Tidsdiff. - Setup'!$D$165:$D$8948,I$132,'9.2 Tidsdiff. - Setup'!$E$165:$E$8948,I$131)","v":2960.1582677165347},{"$f":"AVERAGEIFS('9.2 Tidsdiff. - Setup'!$G$165:$G$8948,'9.2 Tidsdiff. - Setup'!$C$165:$C$8948,$H151,'9.2 Tidsdiff. - Setup'!$D$165:$D$8948,J$132,'9.2 Tidsdiff. - Setup'!$E$165:$E$8948,I$131)","v":2925.0517857142863},{"$f":"AVERAGEIFS('9.2 Tidsdiff. - Setup'!$G$165:$G$8948,'9.2 Tidsdiff. - Setup'!$C$165:$C$8948,$H151,'9.2 Tidsdiff. - Setup'!$D$165:$D$8948,K$132,'9.2 Tidsdiff. - Setup'!$E$165:$E$8948,K$131)","v":2069.0758064516122},{"$f":"AVERAGEIFS('9.2 Tidsdiff. - Setup'!$G$165:$G$8948,'9.2 Tidsdiff. - Setup'!$C$165:$C$8948,$H151,'9.2 Tidsdiff. - Setup'!$D$165:$D$8948,L$132,'9.2 Tidsdiff. - Setup'!$E$165:$E$8948,K$131)","v":1989.0813559322041},null,"17-18",1,3,2,3,null,"17-18","","",375940.09999999992,163802.90000000002,"","","",256565.39999999991,"",117355.80000000005,"","",281158.70000000007,256565.39999999991,375940.09999999992,913664.2]
[null,19,{"$f":"SUMIFS('9.2 Tidsdiff. - Setup'!$G$165:$G$8948,'9.2 Tidsdiff. - Setup'!$E$165:$E$8948,C$131,'9.2 Tidsdiff. - Setup'!$D$165:$D$8948,C$132,'9.2 Tidsdiff. - Setup'!$C$165:$C$8948,$B152)","v":376737.3},{"$f":"SUMIFS('9.2 Tidsdiff. - Setup'!$G$165:$G$8948,'9.2 Tidsdiff. - Setup'!$E$165:$E$8948,C$131,'9.2 Tidsdiff. - Setup'!$D$165:$D$8948,D$132,'9.2 Tidsdiff. - Setup'!$C$165:$C$8948,$B152)","v":165580.89999999997},{"$f":"SUMIFS('9.2 Tidsdiff. - Setup'!$G$165:$G$8948,'9.2 Tidsdiff. - Setup'!$E$165:$E$8948,E$131,'9.2 Tidsdiff. - Setup'!$D$165:$D$8948,E$132,'9.2 Tidsdiff. - Setup'!$C$165:$C$8948,$B152)","v":256320.19999999998},{"$f":"SUMIFS('9.2 Tidsdiff. - Setup'!$G$165:$G$8948,'9.2 Tidsdiff. - Setup'!$E$165:$E$8948,E$131,'9.2 Tidsdiff. - Setup'!$D$165:$D$8948,F$132,'9.2 Tidsdiff. - Setup'!$C$165:$C$8948,$B152)","v":120761.50000000003},null,19,{"$f":"AVERAGEIFS('9.2 Tidsdiff. - Setup'!$G$165:$G$8948,'9.2 Tidsdiff. - Setup'!$C$165:$C$8948,$H152,'9.2 Tidsdiff. - Setup'!$D$165:$D$8948,I$132,'9.2 Tidsdiff. - Setup'!$E$165:$E$8948,I$131)","v":2966.4354330708661},{"$f":"AVERAGEIFS('9.2 Tidsdiff. - Setup'!$G$165:$G$8948,'9.2 Tidsdiff. - Setup'!$C$165:$C$8948,$H152,'9.2 Tidsdiff. - Setup'!$D$165:$D$8948,J$132,'9.2 Tidsdiff. - Setup'!$E$165:$E$8948,I$131)","v":2956.801785714285},{"$f":"AVERAGEIFS('9.2 Tidsdiff. - Setup'!$G$165:$G$8948,'9.2 Tidsdiff. - Setup'!$C$165:$C$8948,$H152,'9.2 Tidsdiff. - Setup'!$D$165:$D$8948,K$132,'9.2 Tidsdiff. - Setup'!$E$165:$E$8948,K$131)","v":2067.0983870967739},{"$f":"AVERAGEIFS('9.2 Tidsdiff. - Setup'!$G$165:$G$8948,'9.2 Tidsdiff. - Setup'!$C$165:$C$8948,$H152,'9.2 Tidsdiff. - Setup'!$D$165:$D$8948,L$132,'9.2 Tidsdiff. - Setup'!$E$165:$E$8948,K$131)","v":2046.8050847457632},null,"18-19",1,3,2,3,null,"18-19","","",376737.3,165580.89999999997,"","","",256320.19999999998,"",120761.50000000003,"","",286342.40000000002,256320.19999999998,376737.3,919399.89999999991]
[null,20,{"$f":"SUMIFS('9.2 Tidsdiff. - Setup'!$G$165:$G$8948,'9.2 Tidsdiff. - Setup'!$E$165:$E$8948,C$131,'9.2 Tidsdiff. - Setup'!$D$165:$D$8948,C$132,'9.2 Tidsdiff. - Setup'!$C$165:$C$8948,$B153)","v":350376.69999999995},{"$f":"SUMIFS('9.2 Tidsdiff. - Setup'!$G$165:$G$8948,'9.2 Tidsdiff. - Setup'!$E$165:$E$8948,C$131,'9.2 Tidsdiff. - Setup'!$D$165:$D$8948,D$132,'9.2 Tidsdiff. - Setup'!$C$165:$C$8948,$B153)","v":151858.4},{"$f":"SUMIFS('9.2 Tidsdiff. - Setup'!$G$165:$G$8948,'9.2 Tidsdiff. - Setup'!$E$165:$E$8948,E$131,'9.2 Tidsdiff. - Setup'!$D$165:$D$8948,E$132,'9.2 Tidsdiff. - Setup'!$C$165:$C$8948,$B153)","v":238947.6999999999},{"$f":"SUMIFS('9.2 Tidsdiff. - Setup'!$G$165:$G$8948,'9.2 Tidsdiff. - Setup'!$E$165:$E$8948,E$131,'9.2 Tidsdiff. - Setup'!$D$165:$D$8948,F$132,'9.2 Tidsdiff. - Setup'!$C$165:$C$8948,$B153)","v":112534.39999999998},null,20,{"$f":"AVERAGEIFS('9.2 Tidsdiff. - Setup'!$G$165:$G$8948,'9.2 Tidsdiff. - Setup'!$C$165:$C$8948,$H153,'9.2 Tidsdiff. - Setup'!$D$165:$D$8948,I$132,'9.2 Tidsdiff. - Setup'!$E$165:$E$8948,I$131)","v":2758.8716535433068},{"$f":"AVERAGEIFS('9.2 Tidsdiff. - Setup'!$G$165:$G$8948,'9.2 Tidsdiff. - Setup'!$C$165:$C$8948,$H153,'9.2 Tidsdiff. - Setup'!$D$165:$D$8948,J$132,'9.2 Tidsdiff. - Setup'!$E$165:$E$8948,I$131)","v":2711.7571428571428},{"$f":"AVERAGEIFS('9.2 Tidsdiff. - Setup'!$G$165:$G$8948,'9.2 Tidsdiff. - Setup'!$C$165:$C$8948,$H153,'9.2 Tidsdiff. - Setup'!$D$165:$D$8948,K$132,'9.2 Tidsdiff. - Setup'!$E$165:$E$8948,K$131)","v":1926.9975806451605},{"$f":"AVERAGEIFS('9.2 Tidsdiff. - Setup'!$G$165:$G$8948,'9.2 Tidsdiff. - Setup'!$C$165:$C$8948,$H153,'9.2 Tidsdiff. - Setup'!$D$165:$D$8948,L$132,'9.2 Tidsdiff. - Setup'!$E$165:$E$8948,K$131)","v":1907.3627118644065},null,"19-20",1,3,2,3,null,"19-20","","",350376.69999999995,151858.4,"","","",238947.6999999999,"",112534.39999999998,"","",264392.8,238947.6999999999,350376.69999999995,853717.19999999984]
[null,21,{"$f":"SUMIFS('9.2 Tidsdiff. - Setup'!$G$165:$G$8948,'9.2 Tidsdiff. - Setup'!$E$165:$E$8948,C$131,'9.2 Tidsdiff. - Setup'!$D$165:$D$8948,C$132,'9.2 Tidsdiff. - Setup'!$C$165:$C$8948,$B154)","v":320413.40000000002},{"$f":"SUMIFS('9.2 Tidsdiff. - Setup'!$G$165:$G$8948,'9.2 Tidsdiff. - Setup'!$E$165:$E$8948,C$131,'9.2 Tidsdiff. - Setup'!$D$165:$D$8948,D$132,'9.2 Tidsdiff. - Setup'!$C$165:$C$8948,$B154)","v":137828.99999999997},{"$f":"SUMIFS('9.2 Tidsdiff. - Setup'!$G$165:$G$8948,'9.2 Tidsdiff. - Setup'!$E$165:$E$8948,E$131,'9.2 Tidsdiff. - Setup'!$D$165:$D$8948,E$132,'9.2 Tidsdiff. - Setup'!$C$165:$C$8948,$B154)","v":228116.70000000004},{"$f":"SUMIFS('9.2 Tidsdiff. - Setup'!$G$165:$G$8948,'9.2 Tidsdiff. - Setup'!$E$165:$E$8948,E$131,'9.2 Tidsdiff. - Setup'!$D$165:$D$8948,F$132,'9.2 Tidsdiff. - Setup'!$C$165:$C$8948,$B154)","v":107149.80000000006},null,21,{"$f":"AVERAGEIFS('9.2 Tidsdiff. - Setup'!$G$165:$G$8948,'9.2 Tidsdiff. - Setup'!$C$165:$C$8948,$H154,'9.2 Tidsdiff. - Setup'!$D$165:$D$8948,I$132,'9.2 Tidsdiff. - Setup'!$E$165:$E$8948,I$131)","v":2522.9401574803151},{"$f":"AVERAGEIFS('9.2 Tidsdiff. - Setup'!$G$165:$G$8948,'9.2 Tidsdiff. - Setup'!$C$165:$C$8948,$H154,'9.2 Tidsdiff. - Setup'!$D$165:$D$8948,J$132,'9.2 Tidsdiff. - Setup'!$E$165:$E$8948,I$131)","v":2461.2321428571422},{"$f":"AVERAGEIFS('9.2 Tidsdiff. - Setup'!$G$165:$G$8948,'9.2 Tidsdiff. - Setup'!$C$165:$C$8948,$H154,'9.2 Tidsdiff. - Setup'!$D$165:$D$8948,K$132,'9.2 Tidsdiff. - Setup'!$E$165:$E$8948,K$131)","v":1839.6508064516133},{"$f":"AVERAGEIFS('9.2 Tidsdiff. - Setup'!$G$165:$G$8948,'9.2 Tidsdiff. - Setup'!$C$165:$C$8948,$H154,'9.2 Tidsdiff. - Setup'!$D$165:$D$8948,L$132,'9.2 Tidsdiff. - Setup'!$E$165:$E$8948,K$131)","v":1816.0983050847467},null,"20-21",2,3,2,3,null,"20-21","",320413.40000000002,"",137828.99999999997,"","","",228116.70000000004,"",107149.80000000006,"","",244978.80000000005,548530.10000000009,0,793508.90000000014]
[null,22,{"$f":"SUMIFS('9.2 Tidsdiff. - Setup'!$G$165:$G$8948,'9.2 Tidsdiff. - Setup'!$E$165:$E$8948,C$131,'9.2 Tidsdiff. - Setup'!$D$165:$D$8948,C$132,'9.2 Tidsdiff. - Setup'!$C$165:$C$8948,$B155)","v":291328.5},{"$f":"SUMIFS('9.2 Tidsdiff. - Setup'!$G$165:$G$8948,'9.2 Tidsdiff. - Setup'!$E$165:$E$8948,C$131,'9.2 Tidsdiff. - Setup'!$D$165:$D$8948,D$132,'9.2 Tidsdiff. - Setup'!$C$165:$C$8948,$B155)","v":126463.19999999998},{"$f":"SUMIFS('9.2 Tidsdiff. - Setup'!$G$165:$G$8948,'9.2 Tidsdiff. - Setup'!$E$165:$E$8948,E$131,'9.2 Tidsdiff. - Setup'!$D$165:$D$8948,E$132,'9.2 Tidsdiff. - Setup'!$C$165:$C$8948,$B155)","v":218790.90000000002},{"$f":"SUMIFS('9.2 Tidsdiff. - Setup'!$G$165:$G$8948,'9.2 Tidsdiff. - Setup'!$E$165:$E$8948,E$131,'9.2 Tidsdiff. - Setup'!$D$165:$D$8948,F$132,'9.2 Tidsdiff. - Setup'!$C$165:$C$8948,$B155)","v":103204.99999999999},null,22,{"$f":"AVERAGEIFS('9.2 Tidsdiff. - Setup'!$G$165:$G$8948,'9.2 Tidsdiff. - Setup'!$C$165:$C$8948,$H155,'9.2 Tidsdiff. - Setup'!$D$165:$D$8948,I$132,'9.2 Tidsdiff. - Setup'!$E$165:$E$8948,I$131)","v":2293.9251968503936},{"$f":"AVERAGEIFS('9.2 Tidsdiff. - Setup'!$G$165:$G$8948,'9.2 Tidsdiff. - Setup'!$C$165:$C$8948,$H155,'9.2 Tidsdiff. - Setup'!$D$165:$D$8948,J$132,'9.2 Tidsdiff. - Setup'!$E$165:$E$8948,I$131)","v":2258.2714285714283},{"$f":"AVERAGEIFS('9.2 Tidsdiff. - Setup'!$G$165:$G$8948,'9.2 Tidsdiff. - Setup'!$C$165:$C$8948,$H155,'9.2 Tidsdiff. - Setup'!$D$165:$D$8948,K$132,'9.2 Tidsdiff. - Setup'!$E$165:$E$8948,K$131)","v":1764.442741935484},{"$f":"AVERAGEIFS('9.2 Tidsdiff. - Setup'!$G$165:$G$8948,'9.2 Tidsdiff. - Setup'!$C$165:$C$8948,$H155,'9.2 Tidsdiff. - Setup'!$D$165:$D$8948,L$132,'9.2 Tidsdiff. - Setup'!$E$165:$E$8948,K$131)","v":1749.237288135593},null,"21-22",2,3,2,3,null,"21-22","",291328.5,"",126463.19999999998,"","","",218790.90000000002,"",103204.99999999999,"","",229668.19999999995,510119.4,0,739787.6]
[null,23,{"$f":"SUMIFS('9.2 Tidsdiff. - Setup'!$G$165:$G$8948,'9.2 Tidsdiff. - Setup'!$E$165:$E$8948,C$131,'9.2 Tidsdiff. - Setup'!$D$165:$D$8948,C$132,'9.2 Tidsdiff. - Setup'!$C$165:$C$8948,$B156)","v":255206.80000000005},{"$f":"SUMIFS('9.2 Tidsdiff. - Setup'!$G$165:$G$8948,'9.2 Tidsdiff. - Setup'!$E$165:$E$8948,C$131,'9.2 Tidsdiff. - Setup'!$D$165:$D$8948,D$132,'9.2 Tidsdiff. - Setup'!$C$165:$C$8948,$B156)","v":113164.29999999999},{"$f":"SUMIFS('9.2 Tidsdiff. - Setup'!$G$165:$G$8948,'9.2 Tidsdiff. - Setup'!$E$165:$E$8948,E$131,'9.2 Tidsdiff. - Setup'!$D$165:$D$8948,E$132,'9.2 Tidsdiff. - Setup'!$C$165:$C$8948,$B156)","v":201071.6999999999},{"$f":"SUMIFS('9.2 Tidsdiff. - Setup'!$G$165:$G$8948,'9.2 Tidsdiff. - Setup'!$E$165:$E$8948,E$131,'9.2 Tidsdiff. - Setup'!$D$165:$D$8948,F$132,'9.2 Tidsdiff. - Setup'!$C$165:$C$8948,$B156)","v":96038.89999999998},null,23,{"$f":"AVERAGEIFS('9.2 Tidsdiff. - Setup'!$G$165:$G$8948,'9.2 Tidsdiff. - Setup'!$C$165:$C$8948,$H156,'9.2 Tidsdiff. - Setup'!$D$165:$D$8948,I$132,'9.2 Tidsdiff. - Setup'!$E$165:$E$8948,I$131)","v":2009.5023622047247},{"$f":"AVERAGEIFS('9.2 Tidsdiff. - Setup'!$G$165:$G$8948,'9.2 Tidsdiff. - Setup'!$C$165:$C$8948,$H156,'9.2 Tidsdiff. - Setup'!$D$165:$D$8948,J$132,'9.2 Tidsdiff. - Setup'!$E$165:$E$8948,I$131)","v":2020.7910714285713},{"$f":"AVERAGEIFS('9.2 Tidsdiff. - Setup'!$G$165:$G$8948,'9.2 Tidsdiff. - Setup'!$C$165:$C$8948,$H156,'9.2 Tidsdiff. - Setup'!$D$165:$D$8948,K$132,'9.2 Tidsdiff. - Setup'!$E$165:$E$8948,K$131)","v":1621.5459677419346},{"$f":"AVERAGEIFS('9.2 Tidsdiff. - Setup'!$G$165:$G$8948,'9.2 Tidsdiff. - Setup'!$C$165:$C$8948,$H156,'9.2 Tidsdiff. - Setup'!$D$165:$D$8948,L$132,'9.2 Tidsdiff. - Setup'!$E$165:$E$8948,K$131)","v":1627.7779661016946},null,"22-23",2,3,2,3,null,"22-23","",255206.80000000005,"",113164.29999999999,"","","",201071.6999999999,"",96038.89999999998,"","",209203.19999999995,456278.49999999994,0,665481.69999999995]
[null,24,{"$f":"SUMIFS('9.2 Tidsdiff. - Setup'!$G$165:$G$8948,'9.2 Tidsdiff. - Setup'!$E$165:$E$8948,C$131,'9.2 Tidsdiff. - Setup'!$D$165:$D$8948,C$132,'9.2 Tidsdiff. - Setup'!$C$165:$C$8948,$B157)","v":215974.90000000005},{"$f":"SUMIFS('9.2 Tidsdiff. - Setup'!$G$165:$G$8948,'9.2 Tidsdiff. - Setup'!$E$165:$E$8948,C$131,'9.2 Tidsdiff. - Setup'!$D$165:$D$8948,D$132,'9.2 Tidsdiff. - Setup'!$C$165:$C$8948,$B157)","v":99007.500000000029},{"$f":"SUMIFS('9.2 Tidsdiff. - Setup'!$G$165:$G$8948,'9.2 Tidsdiff. - Setup'!$E$165:$E$8948,E$131,'9.2 Tidsdiff. - Setup'!$D$165:$D$8948,E$132,'9.2 Tidsdiff. - Setup'!$C$165:$C$8948,$B157)","v":170365.69999999995},{"$f":"SUMIFS('9.2 Tidsdiff. - Setup'!$G$165:$G$8948,'9.2 Tidsdiff. - Setup'!$E$165:$E$8948,E$131,'9.2 Tidsdiff. - Setup'!$D$165:$D$8948,F$132,'9.2 Tidsdiff. - Setup'!$C$165:$C$8948,$B157)","v":83683.5},null,24,{"$f":"AVERAGEIFS('9.2 Tidsdiff. - Setup'!$G$165:$G$8948,'9.2 Tidsdiff. - Setup'!$C$165:$C$8948,$H157,'9.2 Tidsdiff. - Setup'!$D$165:$D$8948,I$132,'9.2 Tidsdiff. - Setup'!$E$165:$E$8948,I$131)","v":1700.5897637795281},{"$f":"AVERAGEIFS('9.2 Tidsdiff. - Setup'!$G$165:$G$8948,'9.2 Tidsdiff. - Setup'!$C$165:$C$8948,$H157,'9.2 Tidsdiff. - Setup'!$D$165:$D$8948,J$132,'9.2 Tidsdiff. - Setup'!$E$165:$E$8948,I$131)","v":1767.991071428572},{"$f":"AVERAGEIFS('9.2 Tidsdiff. - Setup'!$G$165:$G$8948,'9.2 Tidsdiff. - Setup'!$C$165:$C$8948,$H157,'9.2 Tidsdiff. - Setup'!$D$165:$D$8948,K$132,'9.2 Tidsdiff. - Setup'!$E$165:$E$8948,K$131)","v":1373.9169354838707},{"$f":"AVERAGEIFS('9.2 Tidsdiff. - Setup'!$G$165:$G$8948,'9.2 Tidsdiff. - Setup'!$C$165:$C$8948,$H157,'9.2 Tidsdiff. - Setup'!$D$165:$D$8948,L$132,'9.2 Tidsdiff. - Setup'!$E$165:$E$8948,K$131)","v":1418.3644067796611},null,"23-24",2,3,3,3,null,"23-24","",215974.90000000005,"",99007.500000000029,"","",170365.69999999995,"","",83683.5,"","",353056.69999999995,215974.90000000005,0,569031.6]
[null,null,null,null,null,null,null,null,null,null,null,null,null,null,null,null,null,null,null,"Sum",{"$f":"SUM(U134:U157)","v":1033841.7000000002},{"$f":"SUM(V134:V157)","v":1312368.8000000003},3903404.8,2745248.6999999997,0,0,1089757.2000000002,3500385.0999999992,0,2145565.0999999996,0,0,{"$f":"SUM(AG134:AG157)","v":7014412.7000000011},{"$f":"SUM(AH134:AH157)","v":4812753.8999999994},3903404.8,{"$f":"SUM(AJ134:AJ157)","v":15730571.399999997}]
[null,null,null,null,null,null,null,null,null,null,null,null,null,null,null,null,null,null,null,"%",{"$f":"U158/$AJ$158","v":6.5721814784172453E-2},{"$f":"V158/$AJ$158","v":8.342791667440641E-2},0.24814132307997411,0.17451678201594129,0,0,6.927639004899723E-2,0.2225211666500557,0,0.13639460674645296,0,0,0.44590959359556404,0.30594908332446208,0.24814132307997411,1]
[]
["Timedata, DE stamdata"]
[]
[null,"Tabel: T.9.2.22",null,null,null,"(50 kV + 10 kV)","(0,4 kV)"]
[null,"Dato","Time","Dag","Periode","Brutto","Residual",null,null,null,null,null,null,"Auto - \"Dag\"","Auto - \"Periode\""]
[null,"2012-01-01",1,{"$f":"CHOOSE(WEEKDAY(B165,2),$N$165,$N$166,$N$167,$N$168,$N$169,$N$170,$N$171)","v":"Weekend"},{"$f":"IF(AND(O165>=4,O165<=9),\"Sommer\",\"Vinter\")","v":"Vinter"},3330.8999999999996,2001.9,null,null,null,null,null,null,"Hverdag",{"$f":"MONTH(B165)","v":1}]
[null,"2012-01-01",2,"Weekend","Vinter",3223.3,1882.3000000000002,null,null,null,null,null,null,"Hverdag",1]
[null,"2012-01-01",3,"Weekend","Vinter",3099.7,1738.5,null,null,null,null,null,null,"Hverdag",1]
[null,"2012-01-01",4,"Weekend","Vinter",2961.2,1586.9,null,"Dansk Energi - definition af helligdage:",null,null,null,null,"Hverdag",1]
[null,"2012-01-01",5,"Weekend","Vinter",2873.9,1470.2,null,"Helligdag","Erstattes i tabel 4.1.22 kolonne D med",null,null,null,"Hverdag",1]
[null,"2012-01-01",6,"Weekend","Vinter",2874.5,1424.6999999999998,null,{"$f":"P11","v":"1. januar"},{"$f":"Q11","v":"Weekend"},null,null,null,"Weekend",1]
[null,"2012-01-01",7,"Weekend","Vinter",2944.1,1450.1,null,"Skærtorsdag","Weekend",null,null,null,"Weekend",1]
[null,"2012-01-01",8,"Weekend","Vinter",3045,1498.3,null,"Langfredag","Weekend",null,null,null,null,1]
[null,"2012-01-01",9,"Weekend","Vinter",3158.1,1594.9,null,"2. påskedag","Weekend",null,null,null,null,1]
[null,"2012-01-01",10,"Weekend","Vinter",3290.2,1746.5,null,"St. bededag","Weekend",null,null,null,null,1]
[null,"2012-01-01",11,"Weekend","Vinter",3489.2,1965.6999999999998,null,"Kristihimmelfartsdag","Weekend",null,null,null,null,1]
[null,"2012-01-01",12,"Weekend","Vinter",3647.3999999999996,2125.8000000000002,null,"2. pinsedag","Weekend",null,null,null,null,1]
[null,"2012-01-01",13,"Weekend","Vinter",3697.1,2187.1999999999998,null,"1. maj","Weekend",null,null,null,null,1]
[null,"2012-01-01",14,"Weekend","Vinter",3690.2,2179.1999999999998,null,"5. juni","Weekend",null,null,null,null,1]
[null,"2012-01-01",15,"Weekend","Vinter",3709.7,2190.4,null,"24. december","Weekend",null,null,null,null,1]
[null,"2012-01-01",16,"Weekend","Vinter",3788.8999999999996,2253.6000000000004,null,"25. december","Weekend",null,null,null,null,1]
[null,"2012-01-01",17,"Weekend","Vinter",4104.1000000000004,2582.5,null,"26. december","Weekend",null,null,null,null,1]
[null,"2012-01-01",18,"Weekend","Vinter",4383.3,2917.1000000000004,null,"31. december","Weekend",null,null,null,null,1]
[null,"2012-01-01",19,"Weekend","Vinter",4370.8999999999996,2892.6000000000004,null,null,null,null,null,null,null,1]
[null,"2012-01-01",20,"Weekend","Vinter",4096.3,2640.5,null,null,null,null,null,null,null,1]
[null,"2012-01-01",21,"Weekend","Vinter",3855.6000000000004,2396.8000000000002,null,null,null,null,null,null,null,1]
[null,"2012-01-01",22,"Weekend","Vinter",3670.4,2169,null,null,null,null,null,null,null,1]
[null,"2012-01-01",23,"Weekend","Vinter",3397.8999999999996,1910.8,null,null,null,null,null,null,null,1]
[null,"2012-01-01",24,"Weekend","Vinter",3116.3,1632.7,null,null,null,null,null,null,null,1]
[null,"2012-01-02",1,"Hverdag","Vinter",2920.9,1417.8,null,null,null,null,null,null,null,1]
[null,"2012-01-02",2,"Hverdag","Vinter",2792,1301.8000000000002,null,null,null,null,null,null,null,1]
[null,"2012-01-02",3,"Hverdag","Vinter",2727,1238.1999999999998,null,null,null,null,null,null,null,1]
[null,"2012-01-02",4,"Hverdag","Vinter",2716.3,1210.8000000000002,null,null,null,null,null,null,null,1]
[null,"2012-01-02",5,"Hverdag","Vinter",2779.2,1217.1999999999998,null,null,null,null,null,null,null,1]
[null,"2012-01-02",6,"Hverdag","Vinter",3017.8,1323.6,null,null,null,null,null,null,null,1]
[null,"2012-01-02",7,"Hverdag","Vinter",3648.6000000000004,1608.5,null,null,null,null,null,null,null,1]
[null,"2012-01-02",8,"Hverdag","Vinter",4408,1946.4,null,null,null,null,null,null,null,1]
[null,"2012-01-02",9,"Hverdag","Vinter",4839.8,2154.3000000000002,null,null,null,null,null,null,null,1]
[null,"2012-01-02",10,"Hverdag","Vinter",4911.6000000000004,2191.6,null,null,null,null,null,null,null,1]
[null,"2012-01-02",11,"Hverdag","Vinter",5014.5,2257.5,null,null,null,null,null,null,null,1]
[null,"2012-01-02",12,"Hverdag","Vinter",5032.8,2272.9,null,null,null,null,null,null,null,1]
[null,"2012-01-02",13,"Hverdag","Vinter",4918.5,2238.4,null,null,null,null,null,null,null,1]
[null,"2012-01-02",14,"Hverdag","Vinter",4915.8999999999996,2218.5,null,null,null,null,null,null,null,1]
[null,"2012-01-02",15,"Hverdag","Vinter",4856.2000000000007,2221.8000000000002,null,null,null,null,null,null,null,1]
[null,"2012-01-02",16,"Hverdag","Vinter",4777.3999999999996,2280.8999999999996,null,null,null,null,null,null,null,1]
[null,"2012-01-02",17,"Hverdag","Vinter",5087.6000000000004,2712.8999999999996,null,null,null,null,null,null,null,1]
[null,"2012-01-02",18,"Hverdag","Vinter",5550.7,3291.5,null,null,null,null,null,null,null,1]
[null,"2012-01-02",19,"Hverdag","Vinter",5357,3170.3,null,null,null,null,null,null,null,1]
[null,"2012-01-02",20,"Hverdag","Vinter",4977.8,2866.9,null,null,null,null,null,null,null,1]
[null,"2012-01-02",21,"Hverdag","Vinter",4584.3,2592.1000000000004,null,null,null,null,null,null,null,1]
[null,"2012-01-02",22,"Hverdag","Vinter",4258.6000000000004,2333.1000000000004,null,null,null,null,null,null,null,1]
[null,"2012-01-02",23,"Hverdag","Vinter",3876.9,2030.5,null,null,null,null,null,null,null,1]
[null,"2012-01-02",24,"Hverdag","Vinter",3474.5,1698.2,null,null,null,null,null,null,null,1]
[null,"2012-01-03",1,"Hverdag","Vinter",3225.5,1469.6999999999998,null,null,null,null,null,null,null,1]
[null,"2012-01-03",2,"Hverdag","Vinter",3122.9,1347.6,null,null,null,null,null,null,null,1]
[null,"2012-01-03",3,"Hverdag","Vinter",3077.5,1299.3000000000002,null,null,null,null,null,null,null,1]
[null,"2012-01-03",4,"Hverdag","Vinter",3094.6000000000004,1287.0999999999999,null,null,null,null,null,null,null,1]
[null,"2012-01-03",5,"Hverdag","Vinter",3178.8,1311.9,null,null,null,null,null,null,null,1]
[null,"2012-01-03",6,"Hverdag","Vinter",3398.4,1433.2,null,null,null,null,null,null,null,1]
[null,"2012-01-03",7,"Hverdag","Vinter",4023,1762.1,null,null,null,null,null,null,null,1]
[null,"2012-01-03",8,"Hverdag","Vinter",4858.6000000000004,2141.5,null,null,null,null,null,null,null,1]
[null,"2012-01-03",9,"Hverdag","Vinter",5237.7000000000007,2308.1999999999998,null,null,null,null,null,null,null,1]
[null,"2012-01-03",10,"Hverdag","Vinter",5247.1,2332.4,null,null,null,null,null,null,null,1]
[null,"2012-01-03",11,"Hverdag","Vinter",5356.5,2403.4,null,null,null,null,null,null,null,1]
[null,"2012-01-03",12,"Hverdag","Vinter",5391.2999999999993,2441.9,null,null,null,null,null,null,null,1]
[null,"2012-01-03",13,"Hverdag","Vinter",5353.8,2456,null,null,null,null,null,null,null,1]
[null,"2012-01-03",14,"Hverdag","Vinter",5440.5,2500.9,null,null,null,null,null,null,null,1]
[null,"2012-01-03",15,"Hverdag","Vinter",5418.7,2567.6999999999998,null,null,null,null,null,null,null,1]
[null,"2012-01-03",16,"Hverdag","Vinter",5374.2,2661.1,null,null,null,null,null,null,null,1]
[null,"2012-01-03",17,{"$f":"CHOOSE(WEEKDAY(B229,2),$N$165,$N$166,$N$167,$N$168,$N$169,$N$170,$N$171)","v":"Hverdag"},{"$f":"IF(AND(O229>=4,O229<=9),\"Sommer\",\"Vinter\")","v":"Vinter"},5570,3009.2,null,null,null,null,null,null,null,{"$f":"MONTH(B229)","v":1}]
[null,"2012-01-03",18,"Hverdag","Vinter",5859.4,3451.8999999999996,null,null,null,null,null,null,null,1]
[null,"2012-01-03",19,"Hverdag","Vinter",5543.6,3257,null,null,null,null,null,null,null,1]
[null,"2012-01-03",20,"Hverdag","Vinter",5126.8,2956,null,null,null,null,null,null,null,1]
[null,"2012-01-03",21,"Hverdag","Vinter",4734.6000000000004,2673.8,null,null,null,null,null,null,null,1]
[null,"2012-01-03",22,"Hverdag","Vinter",4438.2,2417.3000000000002,null,null,null,null,null,null,null,1]
[null,"2012-01-03",23,"Hverdag","Vinter",4076.4,2111.5,null,null,null,null,null,null,null,1]
[null,"2012-01-03",24,"Hverdag","Vinter",3674.7,1775.5,null,null,null,null,null,null,null,1]
[null,"2012-01-04",1,"Hverdag","Vinter",3448.2,1531.6,null,null,null,null,null,null,null,1]
[null,"2012-01-04",2,"Hverdag","Vinter",3298.6,1405.7,null,null,null,null,null,null,null,1]
[null,"2012-01-04",3,"Hverdag","Vinter",3234.8,1362.5,null,null,null,null,null,null,null,1]
[null,"2012-01-04",4,"Hverdag","Vinter",3243.5,1348.9,null,null,null,null,null,null,null,1]
[null,"2012-01-04",5,"Hverdag","Vinter",3313,1367.6,null,null,null,null,null,null,null,1]
[null,"2012-01-04",6,"Hverdag","Vinter",3575.2999999999997,1493,null,null,null,null,null,null,null,1]
[null,"2012-01-04",7,"Hverdag","Vinter",4237.6000000000004,1851,null,null,null,null,null,null,null,1]
[null,"2012-01-04",8,"Hverdag","Vinter",5031.1000000000004,2232.4,null,null,null,null,null,null,null,1]
[null,"2012-01-04",9,"Hverdag","Vinter",5317.9,2348,null,null,null,null,null,null,null,1]
[null,"2012-01-04",10,"Hverdag","Vinter",5282.2,2321.6,null,null,null,null,null,null,null,1]
[null,"2012-01-04",11,"Hverdag","Vinter",5339.7999999999993,2344,null,null,null,null,null,null,null,1]
[null,"2012-01-04",12,"Hverdag","Vinter",5287,2331,null,null,null,null,null,null,null,1]
[null,"2012-01-04",13,"Hverdag","Vinter",5169.2,2286.1999999999998,null,null,null,null,null,null,null,1]
[null,"2012-01-04",14,"Hverdag","Vinter",5182.6000000000004,2280.1999999999998,null,null,null,null,null,null,null,1]
[null,"2012-01-04",15,"Hverdag","Vinter",5137.1000000000004,2311.6,null,null,null,null,null,null,null,1]
[null,"2012-01-04",16,"Hverdag","Vinter",5069.3999999999996,2390.5,null,null,null,null,null,null,null,1]
[null,"2012-01-04",17,"Hverdag","Vinter",5395.2999999999993,2843.7,null,null,null,null,null,null,null,1]
[null,"2012-01-04",18,"Hverdag","Vinter",5797,3386.3,null,null,null,null,null,null,null,1]
[null,"2012-01-04",19,"Hverdag","Vinter",5547.2,3234.2,null,null,null,null,null,null,null,1]
[null,"2012-01-04",20,"Hverdag","Vinter",5168.3,2937.2,null,null,null,null,null,null,null,1]
[null,"2012-01-04",21,"Hverdag","Vinter",4822.2000000000007,2670.6,null,null,null,null,null,null,null,1]
[null,"2012-01-04",22,"Hverdag","Vinter",4447.2000000000007,2405.6,null,null,null,null,null,null,null,1]
[null,"2012-01-04",23,"Hverdag","Vinter",4070.2,2090.6999999999998,null,null,null,null,null,null,null,1]
[null,"2012-01-04",24,"Hverdag","Vinter",3780,1749.5,null,null,null,null,null,null,null,1]
[null,"2012-01-05",1,"Hverdag","Vinter",3471.8,1513,null,null,null,null,null,null,null,1]
[null,"2012-01-05",2,"Hverdag","Vinter",3337.1000000000004,1392.6,null,null,null,null,null,null,null,1]
[null,"2012-01-05",3,"Hverdag","Vinter",3291.6,1337.5,null,null,null,null,null,null,null,1]
[null,"2012-01-05",4,"Hverdag","Vinter",3299.8999999999996,1322.4,null,null,null,null,null,null,null,1]
[null,"2012-01-05",5,"Hverdag","Vinter",3374,1346.7,null,null,null,null,null,null,null,1]
[null,"2012-01-05",6,"Hverdag","Vinter",3579.8,1470.3,null,null,null,null,null,null,null,1]
[null,"2012-01-05",7,"Hverdag","Vinter",4242.6000000000004,1849.5,null,null,null,null,null,null,null,1]
[null,"2012-01-05",8,"Hverdag","Vinter",5088.1000000000004,2256.8000000000002,null,null,null,null,null,null,null,1]
[null,"2012-01-05",9,"Hverdag","Vinter",5409.1,2384.8000000000002,null,null,null,null,null,null,null,1]
[null,"2012-01-05",10,"Hverdag","Vinter",5378.2999999999993,2339.6999999999998,null,null,null,null,null,null,null,1]
[null,"2012-01-05",11,"Hverdag","Vinter",5430.9,2365.9,null,null,null,null,null,null,null,1]
[null,"2012-01-05",12,"Hverdag","Vinter",5370.7000000000007,2353,null,null,null,null,null,null,null,1]
[null,"2012-01-05",13,"Hverdag","Vinter",5270.6,2304.6999999999998,null,null,null,null,null,null,null,1]
[null,"2012-01-05",14,"Hverdag","Vinter",5270.9,2300.3000000000002,null,null,null,null,null,null,null,1]
[null,"2012-01-05",15,"Hverdag","Vinter",5190.8999999999996,2344.6,null,null,null,null,null,null,null,1]
[null,"2012-01-05",16,"Hverdag","Vinter",5145.2000000000007,2452.5,null,null,null,null,null,null,null,1]
[null,"2012-01-05",17,"Hverdag","Vinter",5446.2000000000007,2865.9,null,null,null,null,null,null,null,1]
[null,"2012-01-05",18,"Hverdag","Vinter",5815.9,3363.5,null,null,null,null,null,null,null,1]
[null,"2012-01-05",19,"Hverdag","Vinter",5555.3,3218.6000000000004,null,null,null,null,null,null,null,1]
[null,"2012-01-05",20,"Hverdag","Vinter",5133.5,2929.2,null,null,null,null,null,null,null,1]
[null,"2012-01-05",21,"Hverdag","Vinter",4751.6000000000004,2649.2,null,null,null,null,null,null,null,1]
[null,"2012-01-05",22,"Hverdag","Vinter",4413.5,2401.3000000000002,null,null,null,null,null,null,null,1]
[null,"2012-01-05",23,"Hverdag","Vinter",4045.1000000000004,2086.1,null,null,null,null,null,null,null,1]
[null,"2012-01-05",24,"Hverdag","Vinter",3679.2,1759.9,null,null,null,null,null,null,null,1]
[null,"2012-01-06",1,"Hverdag","Vinter",3416.1,1519.8,null,null,null,null,null,null,null,1]
[null,"2012-01-06",2,"Hverdag","Vinter",3277.7,1409.6999999999998,null,null,null,null,null,null,null,1]
[null,"2012-01-06",3,"Hverdag","Vinter",3218.2,1359.6,null,null,null,null,null,null,null,1]
[null,"2012-01-06",4,"Hverdag","Vinter",3222.6000000000004,1350.3,null,null,null,null,null,null,null,1]
[null,"2012-01-06",5,"Hverdag","Vinter",3317.3,1368.5,null,null,null,null,null,null,null,1]
[null,"2012-01-06",6,"Hverdag","Vinter",3576.8,1495.9,null,null,null,null,null,null,null,1]
[null,"2012-01-06",7,"Hverdag","Vinter",4243.6000000000004,1870,null,null,null,null,null,null,null,1]
[null,"2012-01-06",8,"Hverdag","Vinter",5108.2,2296.1,null,null,null,null,null,null,null,1]
[null,"2012-01-06",9,{"$f":"CHOOSE(WEEKDAY(B293,2),$N$165,$N$166,$N$167,$N$168,$N$169,$N$170,$N$171)","v":"Hverdag"},{"$f":"IF(AND(O293>=4,O293<=9),\"Sommer\",\"Vinter\")","v":"Vinter"},5372.3,2389.8000000000002,null,null,null,null,null,null,null,{"$f":"MONTH(B293)","v":1}]
[null,"2012-01-06",10,"Hverdag","Vinter",5316.7999999999993,2338.6,null,null,null,null,null,null,null,1]
[null,"2012-01-06",11,"Hverdag","Vinter",5312,2328.3000000000002,null,null,null,null,null,null,null,1]
[null,"2012-01-06",12,"Hverdag","Vinter",5188.5,2284.6,null,null,null,null,null,null,null,1]
[null,"2012-01-06",13,"Hverdag","Vinter",4994.2,2215.5,null,null,null,null,null,null,null,1]
[null,"2012-01-06",14,"Hverdag","Vinter",4848.3999999999996,2179.6999999999998,null,null,null,null,null,null,null,1]
[null,"2012-01-06",15,"Hverdag","Vinter",4672,2183.6,null,null,null,null,null,null,null,1]
[null,"2012-01-06",16,"Hverdag","Vinter",4598.5,2249,null,null,null,null,null,null,null,1]
[null,"2012-01-06",17,"Hverdag","Vinter",4985.7000000000007,2677.8,null,null,null,null,null,null,null,1]
[null,"2012-01-06",18,"Hverdag","Vinter",5482.8,3262.4,null,null,null,null,null,null,null,1]
[null,"2012-01-06",19,"Hverdag","Vinter",5335.5,3192.7,null,null,null,null,null,null,null,1]
[null,"2012-01-06",20,"Hverdag","Vinter",4903,2867.8,null,null,null,null,null,null,null,1]
[null,"2012-01-06",21,"Hverdag","Vinter",4484.7000000000007,2560.8999999999996,null,null,null,null,null,null,null,1]
[null,"2012-01-06",22,"Hverdag","Vinter",4174.5,2351.4,null,null,null,null,null,null,null,1]
[null,"2012-01-06",23,"Hverdag","Vinter",3874.6,2109.1,null,null,null,null,null,null,null,1]
[null,"2012-01-06",24,"Hverdag","Vinter",3566.7,1853.8000000000002,null,null,null,null,null,null,null,1]
[null,"2012-01-07",1,"Weekend","Vinter",3270.5,1618.6,null,null,null,null,null,null,null,1]
[null,"2012-01-07",2,"Weekend","Vinter",3077.7,1458.9,null,null,null,null,null,null,null,1]
[null,"2012-01-07",3,"Weekend","Vinter",3007.3,1373.5,null,null,null,null,null,null,null,1]
[null,"2012-01-07",4,"Weekend","Vinter",3024.7,1342.5,null,null,null,null,null,null,null,1]
[null,"2012-01-07",5,"Weekend","Vinter",3047.5,1330.6,null,null,null,null,null,null,null,1]
[null,"2012-01-07",6,"Weekend","Vinter",3115.3,1361.6,null,null,null,null,null,null,null,1]
[null,"2012-01-07",7,"Weekend","Vinter",3321.8,1466.8,null,null,null,null,null,null,null,1]
[null,"2012-01-07",8,"Weekend","Vinter",3621.3,1680.3000000000002,null,null,null,null,null,null,null,1]
[null,"2012-01-07",9,"Weekend","Vinter",3915.3,1998.6,null,null,null,null,null,null,null,1]
[null,"2012-01-07",10,"Weekend","Vinter",4183.1000000000004,2236,null,null,null,null,null,null,null,1]
[null,"2012-01-07",11,"Weekend","Vinter",4317.7,2360.1999999999998,null,null,null,null,null,null,null,1]
[null,"2012-01-07",12,"Weekend","Vinter",4321.7,2382.5,null,null,null,null,null,null,null,1]
[null,"2012-01-07",13,"Weekend","Vinter",4249.5,2341.5,null,null,null,null,null,null,null,1]
[null,"2012-01-07",14,"Weekend","Vinter",4175.6000000000004,2294.6000000000004,null,null,null,null,null,null,null,1]
[null,"2012-01-07",15,"Weekend","Vinter",4143.3,2282.6,null,null,null,null,null,null,null,1]
[null,"2012-01-07",16,"Weekend","Vinter",4186.2,2323.8000000000002,null,null,null,null,null,null,null,1]
[null,"2012-01-07",17,"Weekend","Vinter",4559.7000000000007,2675.2,null,null,null,null,null,null,null,1]
[null,"2012-01-07",18,"Weekend","Vinter",5036.5,3176,null,null,null,null,null,null,null,1]
[null,"2012-01-07",19,"Weekend","Vinter",4911.2000000000007,3125.5,null,null,null,null,null,null,null,1]
[null,"2012-01-07",20,"Weekend","Vinter",4495.2,2763.8,null,null,null,null,null,null,null,1]
[null,"2012-01-07",21,"Weekend","Vinter",4156.2999999999993,2489.6000000000004,null,null,null,null,null,null,null,1]
[null,"2012-01-07",22,"Weekend","Vinter",3891.1,2279.9,null,null,null,null,null,null,null,1]
[null,"2012-01-07",23,"Weekend","Vinter",3616,2065.6999999999998,null,null,null,null,null,null,null,1]
[null,"2012-01-07",24,"Weekend","Vinter",3436,1846.4,null,null,null,null,null,null,null,1]
[null,"2012-01-08",1,"Weekend","Vinter",3227.2,1630,null,null,null,null,null,null,null,1]
[null,"2012-01-08",2,"Weekend","Vinter",3049.6,1456.1,null,null,null,null,null,null,null,1]
[null,"2012-01-08",3,"Weekend","Vinter",2944.7,1362.2,null,null,null,null,null,null,null,1]
[null,"2012-01-08",4,"Weekend","Vinter",2905.3,1314,null,null,null,null,null,null,null,1]
[null,"2012-01-08",5,"Weekend","Vinter",2900.3,1301.5,null,null,null,null,null,null,null,1]
[null,"2012-01-08",6,"Weekend","Vinter",2949.1,1322,null,null,null,null,null,null,null,1]
[null,"2012-01-08",7,"Weekend","Vinter",3084.1,1406.5,null,null,null,null,null,null,null,1]
[null,"2012-01-08",8,"Weekend","Vinter",3333.8,1580.1,null,null,null,null,null,null,null,1]
[null,"2012-01-08",9,"Weekend","Vinter",3626.6000000000004,1863.2,null,null,null,null,null,null,null,1]
[null,"2012-01-08",10,"Weekend","Vinter",3845.2,2088,null,null,null,null,null,null,null,1]
[null,"2012-01-08",11,"Weekend","Vinter",4006.2,2216,null,null,null,null,null,null,null,1]
[null,"2012-01-08",12,"Weekend","Vinter",4111.8999999999996,2281.1,null,null,null,null,null,null,null,1]
[null,"2012-01-08",13,"Weekend","Vinter",4088.8999999999996,2264.6,null,null,null,null,null,null,null,1]
[null,"2012-01-08",14,"Weekend","Vinter",4071.5,2252.1,null,null,null,null,null,null,null,1]
[null,"2012-01-08",15,"Weekend","Vinter",4047,2258.5,null,null,null,null,null,null,null,1]
[null,"2012-01-08",16,"Weekend","Vinter",4116.7,2336.1000000000004,null,null,null,null,null,null,null,1]
[null,"2012-01-08",17,"Weekend","Vinter",4520.5,2701.3,null,null,null,null,null,null,null,1]
[null,"2012-01-08",18,"Weekend","Vinter",5001.8999999999996,3214.3999999999996,null,null,null,null,null,null,null,1]
[null,"2012-01-08",19,"Weekend","Vinter",4894,3144.5,null,null,null,null,null,null,null,1]
[null,"2012-01-08",20,"Weekend","Vinter",4552.1000000000004,2838.1,null,null,null,null,null,null,null,1]
[null,"2012-01-08",21,"Weekend","Vinter",4260.5,2567.1999999999998,null,null,null,null,null,null,null,1]
[null,"2012-01-08",22,"Weekend","Vinter",3974.7999999999997,2300.5,null,null,null,null,null,null,null,1]
[null,"2012-01-08",23,"Weekend","Vinter",3662.6,1990.9,null,null,null,null,null,null,null,1]
[null,"2012-01-08",24,"Weekend","Vinter",3339.3,1668.6,null,null,null,null,null,null,null,1]
[null,"2012-01-09",1,{"$f":"CHOOSE(WEEKDAY(B357,2),$N$165,$N$166,$N$167,$N$168,$N$169,$N$170,$N$171)","v":"Hverdag"},{"$f":"IF(AND(O357>=4,O357<=9),\"Sommer\",\"Vinter\")","v":"Vinter"},3105.1,1441.8000000000002,null,null,null,null,null,null,null,{"$f":"MONTH(B357)","v":1}]
[null,"2012-01-09",2,"Hverdag","Vinter",2987.3,1339.6,null,null,null,null,null,null,null,1]
[null,"2012-01-09",3,"Hverdag","Vinter",2917.2,1292.7,null,null,null,null,null,null,null,1]
[null,"2012-01-09",4,"Hverdag","Vinter",2908.1000000000004,1279.9000000000001,null,null,null,null,null,null,null,1]
[null,"2012-01-09",5,"Hverdag","Vinter",3002.6,1301.8,null,null,null,null,null,null,null,1]
[null,"2012-01-09",6,"Hverdag","Vinter",3341.4,1435.4,null,null,null,null,null,null,null,1]
[null,"2012-01-09",7,"Hverdag","Vinter",4144.7,1829.6,null,null,null,null,null,null,null,1]
[null,"2012-01-09",8,"Hverdag","Vinter",5050.1000000000004,2246.8000000000002,null,null,null,null,null,null,null,1]
[null,"2012-01-09",9,"Hverdag","Vinter",5314.7999999999993,2329.3000000000002,null,null,null,null,null,null,null,1]
[null,"2012-01-09",10,"Hverdag","Vinter",5269,2272.3000000000002,null,null,null,null,null,null,null,1]
[null,"2012-01-09",11,"Hverdag","Vinter",5327.1,2282.3000000000002,null,null,null,null,null,null,null,1]
[null,"2012-01-09",12,"Hverdag","Vinter",5309.7,2293,null,null,null,null,null,null,null,1]
[null,"2012-01-09",13,"Hverdag","Vinter",5233.3999999999996,2265,null,null,null,null,null,null,null,1]
[null,"2012-01-09",14,"Hverdag","Vinter",5270.3,2274.1999999999998,null,null,null,null,null,null,null,1]
[null,"2012-01-09",15,"Hverdag","Vinter",5229.8,2320.3000000000002,null,null,null,null,null,null,null,1]
[null,"2012-01-09",16,"Hverdag","Vinter",5150.6000000000004,2412.8000000000002,null,null,null,null,null,null,null,1]
[null,"2012-01-09",17,"Hverdag","Vinter",5388.8,2802.7,null,null,null,null,null,null,null,1]
[null,"2012-01-09",18,"Hverdag","Vinter",5751.7999999999993,3310.5,null,null,null,null,null,null,null,1]
[null,"2012-01-09",19,"Hverdag","Vinter",5500.7999999999993,3158.3,null,null,null,null,null,null,null,1]
[null,"2012-01-09",20,"Hverdag","Vinter",5128.2000000000007,2881.7,null,null,null,null,null,null,null,1]
[null,"2012-01-09",21,"Hverdag","Vinter",4765.2,2611.8000000000002,null,null,null,null,null,null,null,1]
[null,"2012-01-09",22,"Hverdag","Vinter",4437.7,2365.9,null,null,null,null,null,null,null,1]
[null,"2012-01-09",23,"Hverdag","Vinter",4106.1000000000004,2054.8000000000002,null,null,null,null,null,null,null,1]
[null,"2012-01-09",24,"Hverdag","Vinter",3752.7,1727.1999999999998,null,null,null,null,null,null,null,1]
[null,"2012-01-10",1,"Hverdag","Vinter",3339.7,1482.2,null,null,null,null,null,null,null,1]
[null,"2012-01-10",2,"Hverdag","Vinter",3165.6000000000004,1366.4,null,null,null,null,null,null,null,1]
[null,"2012-01-10",3,"Hverdag","Vinter",3090.6000000000004,1304.7,null,null,null,null,null,null,null,1]
[null,"2012-01-10",4,"Hverdag","Vinter",3138.2,1285.2,null,null,null,null,null,null,null,1]
[null,"2012-01-10",5,"Hverdag","Vinter",3165.8,1300.3000000000002,null,null,null,null,null,null,null,1]
[null,"2012-01-10",6,"Hverdag","Vinter",3405.3,1431.5,null,null,null,null,null,null,null,1]
[null,"2012-01-10",7,"Hverdag","Vinter",4209.8999999999996,1817.9,null,null,null,null,null,null,null,1]
[null,"2012-01-10",8,"Hverdag","Vinter",5108.3,2234.5,null,null,null,null,null,null,null,1]
[null,"2012-01-10",9,"Hverdag","Vinter",5327.9,2284.4,null,null,null,null,null,null,null,1]
[null,"2012-01-10",10,"Hverdag","Vinter",5234.2,2213,null,null,null,null,null,null,null,1]
[null,"2012-01-10",11,"Hverdag","Vinter",5261,2212.6,null,null,null,null,null,null,null,1]
[null,"2012-01-10",12,"Hverdag","Vinter",5179,2196.1000000000004,null,null,null,null,null,null,null,1]
[null,"2012-01-10",13,"Hverdag","Vinter",5068.3999999999996,2151.9,null,null,null,null,null,null,null,1]
[null,"2012-01-10",14,"Hverdag","Vinter",5111.1000000000004,2154.6,null,null,null,null,null,null,null,1]
[null,"2012-01-10",15,"Hverdag","Vinter",5069.3,2190.5,null,null,null,null,null,null,null,1]
[null,"2012-01-10",16,"Hverdag","Vinter",4984.1000000000004,2273.6999999999998,null,null,null,null,null,null,null,1]
[null,"2012-01-10",17,"Hverdag","Vinter",5250,2686.8999999999996,null,null,null,null,null,null,null,1]
[null,"2012-01-10",18,"Hverdag","Vinter",5675.2999999999993,3244.3,null,null,null,null,null,null,null,1]
[null,"2012-01-10",19,"Hverdag","Vinter",5418.1,3085,null,null,null,null,null,null,null,1]
[null,"2012-01-10",20,"Hverdag","Vinter",5068,2804.1,null,null,null,null,null,null,null,1]
[null,"2012-01-10",21,"Hverdag","Vinter",4701,2537.9,null,null,null,null,null,null,null,1]
[null,"2012-01-10",22,"Hverdag","Vinter",4378.7,2300.8000000000002,null,null,null,null,null,null,null,1]
[null,"2012-01-10",23,"Hverdag","Vinter",3991,1991.5,null,null,null,null,null,null,null,1]
[null,"2012-01-10",24,"Hverdag","Vinter",3590.9,1665,null,null,null,null,null,null,null,1]
[null,"2012-01-11",1,"Hverdag","Vinter",3284.1000000000004,1434.4,null,null,null,null,null,null,null,1]
[null,"2012-01-11",2,"Hverdag","Vinter",3134.6,1321.5,null,null,null,null,null,null,null,1]
[null,"2012-01-11",3,"Hverdag","Vinter",3081.4,1273.9000000000001,null,null,null,null,null,null,null,1]
[null,"2012-01-11",4,"Hverdag","Vinter",3091.5,1263.8,null,null,null,null,null,null,null,1]
[null,"2012-01-11",5,"Hverdag","Vinter",3154.5,1283.5999999999999,null,null,null,null,null,null,null,1]
[null,"2012-01-11",6,"Hverdag","Vinter",3420.1,1403.2,null,null,null,null,null,null,null,1]
[null,"2012-01-11",7,"Hverdag","Vinter",4177.2999999999993,1785.7,null,null,null,null,null,null,null,1]
[null,"2012-01-11",8,"Hverdag","Vinter",5081.6000000000004,2199.1,null,null,null,null,null,null,null,1]
[null,"2012-01-11",9,"Hverdag","Vinter",5365,2292.1,null,null,null,null,null,null,null,1]
[null,"2012-01-11",10,"Hverdag","Vinter",5307.2,2232.8000000000002,null,null,null,null,null,null,null,1]
[null,"2012-01-11",11,"Hverdag","Vinter",5334.7999999999993,2230.6999999999998,null,null,null,null,null,null,null,1]
[null,"2012-01-11",12,"Hverdag","Vinter",5254,2202.1999999999998,null,null,null,null,null,null,null,1]
[null,"2012-01-11",13,"Hverdag","Vinter",5083.6000000000004,2127,null,null,null,null,null,null,null,1]
[null,"2012-01-11",14,"Hverdag","Vinter",5071.1000000000004,2110.9,null,null,null,null,null,null,null,1]
[null,"2012-01-11",15,"Hverdag","Vinter",4987.6000000000004,2128.1000000000004,null,null,null,null,null,null,null,1]
[null,"2012-01-11",16,"Hverdag","Vinter",4859.3999999999996,2169.1,null,null,null,null,null,null,null,1]
[null,"2012-01-11",17,{"$f":"CHOOSE(WEEKDAY(B421,2),$N$165,$N$166,$N$167,$N$168,$N$169,$N$170,$N$171)","v":"Hverdag"},{"$f":"IF(AND(O421>=4,O421<=9),\"Sommer\",\"Vinter\")","v":"Vinter"},5143.8999999999996,2561.9,null,null,null,null,null,null,null,{"$f":"MONTH(B421)","v":1}]
[null,"2012-01-11",18,"Hverdag","Vinter",5670.2,3198,null,null,null,null,null,null,null,1]
[null,"2012-01-11",19,"Hverdag","Vinter",5448.2,3076.6,null,null,null,null,null,null,null,1]
[null,"2012-01-11",20,"Hverdag","Vinter",5091.3999999999996,2800.6,null,null,null,null,null,null,null,1]
[null,"2012-01-11",21,"Hverdag","Vinter",4726.8,2543.8999999999996,null,null,null,null,null,null,null,1]
[null,"2012-01-11",22,"Hverdag","Vinter",4402.8999999999996,2303.8000000000002,null,null,null,null,null,null,null,1]
[null,"2012-01-11",23,"Hverdag","Vinter",3987.1000000000004,2002.1,null,null,null,null,null,null,null,1]
[null,"2012-01-11",24,"Hverdag","Vinter",3580.2999999999997,1668.6,null,null,null,null,null,null,null,1]
[null,"2012-01-12",1,"Hverdag","Vinter",3315.3,1439.3,null,null,null,null,null,null,null,1]
[null,"2012-01-12",2,"Hverdag","Vinter",3185.8,1332.8,null,null,null,null,null,null,null,1]
[null,"2012-01-12",3,"Hverdag","Vinter",3138.9,1291.9000000000001,null,null,null,null,null,null,null,1]
[null,"2012-01-12",4,"Hverdag","Vinter",3155.5,1283.3,null,null,null,null,null,null,null,1]
[null,"2012-01-12",5,"Hverdag","Vinter",3224.4,1304.1999999999998,null,null,null,null,null,null,null,1]
[null,"2012-01-12",6,"Hverdag","Vinter",3471.3,1430.6,null,null,null,null,null,null,null,1]
[null,"2012-01-12",7,"Hverdag","Vinter",4206.8,1812.4,null,null,null,null,null,null,null,1]
[null,"2012-01-12",8,"Hverdag","Vinter",5108.7999999999993,2228,null,null,null,null,null,null,null,1]
[null,"2012-01-12",9,"Hverdag","Vinter",5423.8,2349.4,null,null,null,null,null,null,null,1]
[null,"2012-01-12",10,"Hverdag","Vinter",5426.6,2324.3000000000002,null,null,null,null,null,null,null,1]
[null,"2012-01-12",11,"Hverdag","Vinter",5485.4,2341.1999999999998,null,null,null,null,null,null,null,1]
[null,"2012-01-12",12,"Hverdag","Vinter",5448.1,2341.1999999999998,null,null,null,null,null,null,null,1]
[null,"2012-01-12",13,"Hverdag","Vinter",5313.4,2288,null,null,null,null,null,null,null,1]
[null,"2012-01-12",14,"Hverdag","Vinter",5274.8,2267.8000000000002,null,null,null,null,null,null,null,1]
[null,"2012-01-12",15,"Hverdag","Vinter",5168.3999999999996,2273.1999999999998,null,null,null,null,null,null,null,1]
[null,"2012-01-12",16,"Hverdag","Vinter",5050.5,2334.1,null,null,null,null,null,null,null,1]
[null,"2012-01-12",17,"Hverdag","Vinter",5294.6,2699.7,null,null,null,null,null,null,null,1]
[null,"2012-01-12",18,"Hverdag","Vinter",5760.2,3267.3999999999996,null,null,null,null,null,null,null,1]
[null,"2012-01-12",19,"Hverdag","Vinter",5530.6,3137.2,null,null,null,null,null,null,null,1]
[null,"2012-01-12",20,"Hverdag","Vinter",5151.8999999999996,2872.5,null,null,null,null,null,null,null,1]
[null,"2012-01-12",21,"Hverdag","Vinter",4785.3999999999996,2624.8999999999996,null,null,null,null,null,null,null,1]
[null,"2012-01-12",22,"Hverdag","Vinter",4449.2,2375.3000000000002,null,null,null,null,null,null,null,1]
[null,"2012-01-12",23,"Hverdag","Vinter",4042.1000000000004,2069.5,null,null,null,null,null,null,null,1]
[null,"2012-01-12",24,"Hverdag","Vinter",3661.3,1747.3000000000002,null,null,null,null,null,null,null,1]
[null,"2012-01-13",1,"Hverdag","Vinter",3409.2,1517.1999999999998,null,null,null,null,null,null,null,1]
[null,"2012-01-13",2,"Hverdag","Vinter",3286.6000000000004,1402.7,null,null,null,null,null,null,null,1]
[null,"2012-01-13",3,"Hverdag","Vinter",3248,1362.9,null,null,null,null,null,null,null,1]
[null,"2012-01-13",4,"Hverdag","Vinter",3247.3,1359.3000000000002,null,null,null,null,null,null,null,1]
[null,"2012-01-13",5,"Hverdag","Vinter",3311,1381.7,null,null,null,null,null,null,null,1]
[null,"2012-01-13",6,"Hverdag","Vinter",3564.4,1507.1999999999998,null,null,null,null,null,null,null,1]
[null,"2012-01-13",7,"Hverdag","Vinter",4249.6000000000004,1893.4,null,null,null,null,null,null,null,1]
[null,"2012-01-13",8,"Hverdag","Vinter",5132.7,2312.6999999999998,null,null,null,null,null,null,null,1]
[null,"2012-01-13",9,"Hverdag","Vinter",5396.7,2391.3999999999996,null,null,null,null,null,null,null,1]
[null,"2012-01-13",10,"Hverdag","Vinter",5311,2334.6999999999998,null,null,null,null,null,null,null,1]
[null,"2012-01-13",11,"Hverdag","Vinter",5302.2000000000007,2316.4,null,null,null,null,null,null,null,1]
[null,"2012-01-13",12,"Hverdag","Vinter",5152,2264.4,null,null,null,null,null,null,null,1]
[null,"2012-01-13",13,"Hverdag","Vinter",4944.3999999999996,2197.3000000000002,null,null,null,null,null,null,null,1]
[null,"2012-01-13",14,"Hverdag","Vinter",4817.5,2165.6000000000004,null,null,null,null,null,null,null,1]
[null,"2012-01-13",15,"Hverdag","Vinter",4642.6000000000004,2171.4,null,null,null,null,null,null,null,1]
[null,"2012-01-13",16,"Hverdag","Vinter",4562.1000000000004,2228.1999999999998,null,null,null,null,null,null,null,1]
[null,"2012-01-13",17,"Hverdag","Vinter",4909.1000000000004,2611.3000000000002,null,null,null,null,null,null,null,1]
[null,"2012-01-13",18,"Hverdag","Vinter",5469.1,3229.4,null,null,null,null,null,null,null,1]
[null,"2012-01-13",19,"Hverdag","Vinter",5316.4,3164.5,null,null,null,null,null,null,null,1]
[null,"2012-01-13",20,"Hverdag","Vinter",4871.7,2834,null,null,null,null,null,null,null,1]
[null,"2012-01-13",21,"Hverdag","Vinter",4431.3999999999996,2528.6999999999998,null,null,null,null,null,null,null,1]
[null,"2012-01-13",22,"Hverdag","Vinter",4140.8999999999996,2330.8000000000002,null,null,null,null,null,null,null,1]
[null,"2012-01-13",23,"Hverdag","Vinter",3844.1000000000004,2099.6,null,null,null,null,null,null,null,1]
[null,"2012-01-13",24,"Hverdag","Vinter",3544.3,1851.1999999999998,null,null,null,null,null,null,null,1]
[null,"2012-01-14",1,"Weekend","Vinter",3278,1624.1,null,null,null,null,null,null,null,1]
[null,"2012-01-14",2,"Weekend","Vinter",3105.5,1474,null,null,null,null,null,null,null,1]
[null,"2012-01-14",3,"Weekend","Vinter",3035.9,1393.6,null,null,null,null,null,null,null,1]
[null,"2012-01-14",4,"Weekend","Vinter",2974.5,1361,null,null,null,null,null,null,null,1]
[null,"2012-01-14",5,"Weekend","Vinter",2976.8999999999996,1353.2,null,null,null,null,null,null,null,1]
[null,"2012-01-14",6,"Weekend","Vinter",3051.3,1392.6,null,null,null,null,null,null,null,1]
[null,"2012-01-14",7,"Weekend","Vinter",3248.8,1510.4,null,null,null,null,null,null,null,1]
[null,"2012-01-14",8,"Weekend","Vinter",3620.5,1748.1,null,null,null,null,null,null,null,1]
[null,"2012-01-14",9,{"$f":"CHOOSE(WEEKDAY(B485,2),$N$165,$N$166,$N$167,$N$168,$N$169,$N$170,$N$171)","v":"Weekend"},{"$f":"IF(AND(O485>=4,O485<=9),\"Sommer\",\"Vinter\")","v":"Vinter"},4037.7000000000003,2051.1,null,null,null,null,null,null,null,{"$f":"MONTH(B485)","v":1}]
[null,"2012-01-14",10,"Weekend","Vinter",4235.3999999999996,2248.4,null,null,null,null,null,null,null,1]
[null,"2012-01-14",11,"Weekend","Vinter",4307,2329.8000000000002,null,null,null,null,null,null,null,1]
[null,"2012-01-14",12,"Weekend","Vinter",4269.2999999999993,2324.3000000000002,null,null,null,null,null,null,null,1]
[null,"2012-01-14",13,"Weekend","Vinter",4157.3,2263.8000000000002,null,null,null,null,null,null,null,1]
[null,"2012-01-14",14,"Weekend","Vinter",4079.3,2196.5,null,null,null,null,null,null,null,1]
[null,"2012-01-14",15,"Weekend","Vinter",4068.5,2199.3999999999996,null,null,null,null,null,null,null,1]
[null,"2012-01-14",16,"Weekend","Vinter",4113.2,2244.6,null,null,null,null,null,null,null,1]
[null,"2012-01-14",17,"Weekend","Vinter",4480.6000000000004,2589.5,null,null,null,null,null,null,null,1]
[null,"2012-01-14",18,"Weekend","Vinter",5045.8999999999996,3186,null,null,null,null,null,null,null,1]
[null,"2012-01-14",19,"Weekend","Vinter",4908.2000000000007,3113.6000000000004,null,null,null,null,null,null,null,1]
[null,"2012-01-14",20,"Weekend","Vinter",4482.2,2739.5,null,null,null,null,null,null,null,1]
[null,"2012-01-14",21,"Weekend","Vinter",4200,2497.1000000000004,null,null,null,null,null,null,null,1]
[null,"2012-01-14",22,"Weekend","Vinter",3966.5,2309.1999999999998,null,null,null,null,null,null,null,1]
[null,"2012-01-14",23,"Weekend","Vinter",3747.5,2118.1,null,null,null,null,null,null,null,1]
[null,"2012-01-14",24,"Weekend","Vinter",3526.1,1924.8000000000002,null,null,null,null,null,null,null,1]
[null,"2012-01-15",1,"Weekend","Vinter",3273.3,1691.8000000000002,null,null,null,null,null,null,null,1]
[null,"2012-01-15",2,"Weekend","Vinter",3092.2,1541.1999999999998,null,null,null,null,null,null,null,1]
[null,"2012-01-15",3,"Weekend","Vinter",3001.5,1451.3,null,null,null,null,null,null,null,1]
[null,"2012-01-15",4,"Weekend","Vinter",2967.2,1415.9,null,null,null,null,null,null,null,1]
[null,"2012-01-15",5,"Weekend","Vinter",2935.3999999999996,1407.8,null,null,null,null,null,null,null,1]
[null,"2012-01-15",6,"Weekend","Vinter",3031,1439.8,null,null,null,null,null,null,null,1]
[null,"2012-01-15",7,"Weekend","Vinter",3191.6000000000004,1535,null,null,null,null,null,null,null,1]
[null,"2012-01-15",8,"Weekend","Vinter",3495.8,1725.4,null,null,null,null,null,null,null,1]
[null,"2012-01-15",9,"Weekend","Vinter",3781.3,1994,null,null,null,null,null,null,null,1]
[null,"2012-01-15",10,"Weekend","Vinter",4015.5,2211.3999999999996,null,null,null,null,null,null,null,1]
[null,"2012-01-15",11,"Weekend","Vinter",4080.7000000000003,2296.8000000000002,null,null,null,null,null,null,null,1]
[null,"2012-01-15",12,"Weekend","Vinter",4073.2,2313.8000000000002,null,null,null,null,null,null,null,1]
[null,"2012-01-15",13,"Weekend","Vinter",3993.2,2258.1,null,null,null,null,null,null,null,1]
[null,"2012-01-15",14,"Weekend","Vinter",3956.4,2225.1,null,null,null,null,null,null,null,1]
[null,"2012-01-15",15,"Weekend","Vinter",3947.7,2212.8999999999996,null,null,null,null,null,null,null,1]
[null,"2012-01-15",16,"Weekend","Vinter",3983.2,2240.3000000000002,null,null,null,null,null,null,null,1]
[null,"2012-01-15",17,"Weekend","Vinter",4365.3999999999996,2577.8000000000002,null,null,null,null,null,null,null,1]
[null,"2012-01-15",18,"Weekend","Vinter",5016.1000000000004,3227.2,null,null,null,null,null,null,null,1]
[null,"2012-01-15",19,"Weekend","Vinter",4914.7999999999993,3140.3999999999996,null,null,null,null,null,null,null,1]
[null,"2012-01-15",20,"Weekend","Vinter",4558.3,2820.9,null,null,null,null,null,null,null,1]
[null,"2012-01-15",21,"Weekend","Vinter",4269.7,2556.1,null,null,null,null,null,null,null,1]
[null,"2012-01-15",22,"Weekend","Vinter",4010.5,2315.1999999999998,null,null,null,null,null,null,null,1]
[null,"2012-01-15",23,"Weekend","Vinter",3705.8,2009.9,null,null,null,null,null,null,null,1]
[null,"2012-01-15",24,"Weekend","Vinter",3381.6000000000004,1674.4,null,null,null,null,null,null,null,1]
[null,"2012-01-16",1,"Hverdag","Vinter",3143.8999999999996,1442.3000000000002,null,null,null,null,null,null,null,1]
[null,"2012-01-16",2,"Hverdag","Vinter",3017.3,1335.9,null,null,null,null,null,null,null,1]
[null,"2012-01-16",3,"Hverdag","Vinter",2973.9,1289.8000000000002,null,null,null,null,null,null,null,1]
[null,"2012-01-16",4,"Hverdag","Vinter",2982.7,1278.4000000000001,null,null,null,null,null,null,null,1]
[null,"2012-01-16",5,"Hverdag","Vinter",3030.3,1297.7,null,null,null,null,null,null,null,1]
[null,"2012-01-16",6,"Hverdag","Vinter",3345.6,1425.8,null,null,null,null,null,null,null,1]
[null,"2012-01-16",7,"Hverdag","Vinter",4134.2,1822.3,null,null,null,null,null,null,null,1]
[null,"2012-01-16",8,"Hverdag","Vinter",5021,2233.9,null,null,null,null,null,null,null,1]
[null,"2012-01-16",9,"Hverdag","Vinter",5305.1,2299,null,null,null,null,null,null,null,1]
[null,"2012-01-16",10,"Hverdag","Vinter",5284.9,2251.4,null,null,null,null,null,null,null,1]
[null,"2012-01-16",11,"Hverdag","Vinter",5352,2259.6999999999998,null,null,null,null,null,null,null,1]
[null,"2012-01-16",12,"Hverdag","Vinter",5321.8,2251.6999999999998,null,null,null,null,null,null,null,1]
[null,"2012-01-16",13,"Hverdag","Vinter",5196.7,2215.5,null,null,null,null,null,null,null,1]
[null,"2012-01-16",14,"Hverdag","Vinter",5210.8999999999996,2207.1,null,null,null,null,null,null,null,1]
[null,"2012-01-16",15,"Hverdag","Vinter",5148.8999999999996,2247.6999999999998,null,null,null,null,null,null,null,1]
[null,"2012-01-16",16,"Hverdag","Vinter",5040.3999999999996,2320.4,null,null,null,null,null,null,null,1]
[null,"2012-01-16",17,"Hverdag","Vinter",5271.7999999999993,2695.7,null,null,null,null,null,null,null,1]
[null,"2012-01-16",18,"Hverdag","Vinter",5701.8,3259.9,null,null,null,null,null,null,null,1]
[null,"2012-01-16",19,"Hverdag","Vinter",5459.8,3099.3999999999996,null,null,null,null,null,null,null,1]
[null,"2012-01-16",20,"Hverdag","Vinter",5077.8,2810.8,null,null,null,null,null,null,null,1]
[null,"2012-01-16",21,"Hverdag","Vinter",4708.1000000000004,2546.6999999999998,null,null,null,null,null,null,null,1]
[null,"2012-01-16",22,"Hverdag","Vinter",4369.2999999999993,2294,null,null,null,null,null,null,null,1]
[null,"2012-01-16",23,"Hverdag","Vinter",3979.7000000000003,1978.6,null,null,null,null,null,null,null,1]
[null,"2012-01-16",24,"Hverdag","Vinter",3591.8,1648.6999999999998,null,null,null,null,null,null,null,1]
[null,"2012-01-17",1,{"$f":"CHOOSE(WEEKDAY(B549,2),$N$165,$N$166,$N$167,$N$168,$N$169,$N$170,$N$171)","v":"Hverdag"},{"$f":"IF(AND(O549>=4,O549<=9),\"Sommer\",\"Vinter\")","v":"Vinter"},3302.3,1420.7,null,null,null,null,null,null,null,{"$f":"MONTH(B549)","v":1}]
[null,"2012-01-17",2,"Hverdag","Vinter",3155.7,1311.1999999999998,null,null,null,null,null,null,null,1]
[null,"2012-01-17",3,"Hverdag","Vinter",3100.6000000000004,1268.1999999999998,null,null,null,null,null,null,null,1]
[null,"2012-01-17",4,"Hverdag","Vinter",3110.3999999999996,1257.2,null,null,null,null,null,null,null,1]
[null,"2012-01-17",5,"Hverdag","Vinter",3186.7,1285.8,null,null,null,null,null,null,null,1]
[null,"2012-01-17",6,"Hverdag","Vinter",3448.6,1414.1,null,null,null,null,null,null,null,1]
[null,"2012-01-17",7,"Hverdag","Vinter",4199.8999999999996,1806.4,null,null,null,null,null,null,null,1]
[null,"2012-01-17",8,"Hverdag","Vinter",5072.1000000000004,2224.4,null,null,null,null,null,null,null,1]
[null,"2012-01-17",9,"Hverdag","Vinter",5339.6,2298.1999999999998,null,null,null,null,null,null,null,1]
[null,"2012-01-17",10,"Hverdag","Vinter",5299.3,2245,null,null,null,null,null,null,null,1]
[null,"2012-01-17",11,"Hverdag","Vinter",5343,2251.5,null,null,null,null,null,null,null,1]
[null,"2012-01-17",12,"Hverdag","Vinter",5280.1,2234.5,null,null,null,null,null,null,null,1]
[null,"2012-01-17",13,"Hverdag","Vinter",5184.7000000000007,2193.5,null,null,null,null,null,null,null,1]
[null,"2012-01-17",14,"Hverdag","Vinter",5196.7000000000007,2188.3000000000002,null,null,null,null,null,null,null,1]
[null,"2012-01-17",15,"Hverdag","Vinter",5118.1000000000004,2213.8000000000002,null,null,null,null,null,null,null,1]
[null,"2012-01-17",16,"Hverdag","Vinter",4982.5,2273,null,null,null,null,null,null,null,1]
[null,"2012-01-17",17,"Hverdag","Vinter",5188.3,2626.6,null,null,null,null,null,null,null,1]
[null,"2012-01-17",18,"Hverdag","Vinter",5723,3241.7,null,null,null,null,null,null,null,1]
[null,"2012-01-17",19,"Hverdag","Vinter",5481.7000000000007,3102.2,null,null,null,null,null,null,null,1]
[null,"2012-01-17",20,"Hverdag","Vinter",5109.3999999999996,2823.3,null,null,null,null,null,null,null,1]
[null,"2012-01-17",21,"Hverdag","Vinter",4721.8,2556.9,null,null,null,null,null,null,null,1]
[null,"2012-01-17",22,"Hverdag","Vinter",4376.8,2304,null,null,null,null,null,null,null,1]
[null,"2012-01-17",23,"Hverdag","Vinter",4014.2,2009.9,null,null,null,null,null,null,null,1]
[null,"2012-01-17",24,"Hverdag","Vinter",3607.6,1670.9,null,null,null,null,null,null,null,1]
[null,"2012-01-18",1,"Hverdag","Vinter",3328,1437.4,null,null,null,null,null,null,null,1]
[null,"2012-01-18",2,"Hverdag","Vinter",3171.7,1324.9,null,null,null,null,null,null,null,1]
[null,"2012-01-18",3,"Hverdag","Vinter",3106.3,1278.0999999999999,null,null,null,null,null,null,null,1]
[null,"2012-01-18",4,"Hverdag","Vinter",3119.2,1266.0999999999999,null,null,null,null,null,null,null,1]
[null,"2012-01-18",5,"Hverdag","Vinter",3210.3,1290.8000000000002,null,null,null,null,null,null,null,1]
[null,"2012-01-18",6,"Hverdag","Vinter",3489.3,1415.1999999999998,null,null,null,null,null,null,null,1]
[null,"2012-01-18",7,"Hverdag","Vinter",4245,1809.6,null,null,null,null,null,null,null,1]
[null,"2012-01-18",8,"Hverdag","Vinter",5123.7,2225.8000000000002,null,null,null,null,null,null,null,1]
[null,"2012-01-18",9,"Hverdag","Vinter",5376.2,2283,null,null,null,null,null,null,null,1]
[null,"2012-01-18",10,"Hverdag","Vinter",5334.4,2242,null,null,null,null,null,null,null,1]
[null,"2012-01-18",11,"Hverdag","Vinter",5363.2000000000007,2250.8000000000002,null,null,null,null,null,null,null,1]
[null,"2012-01-18",12,"Hverdag","Vinter",5339.6,2245.5,null,null,null,null,null,null,null,1]
[null,"2012-01-18",13,"Hverdag","Vinter",5257,2220.3999999999996,null,null,null,null,null,null,null,1]
[null,"2012-01-18",14,"Hverdag","Vinter",5293.4,2234.1,null,null,null,null,null,null,null,1]
[null,"2012-01-18",15,"Hverdag","Vinter",5262.3,2290.1,null,null,null,null,null,null,null,1]
[null,"2012-01-18",16,"Hverdag","Vinter",5231.8999999999996,2405.1,null,null,null,null,null,null,null,1]
[null,"2012-01-18",17,"Hverdag","Vinter",5473.2000000000007,2790.4,null,null,null,null,null,null,null,1]
[null,"2012-01-18",18,"Hverdag","Vinter",5839.6,3294.6,null,null,null,null,null,null,null,1]
[null,"2012-01-18",19,"Hverdag","Vinter",5558.1,3122.4,null,null,null,null,null,null,null,1]
[null,"2012-01-18",20,"Hverdag","Vinter",5174.8999999999996,2839.8999999999996,null,null,null,null,null,null,null,1]
[null,"2012-01-18",21,"Hverdag","Vinter",4794.7999999999993,2577.3000000000002,null,null,null,null,null,null,null,1]
[null,"2012-01-18",22,"Hverdag","Vinter",4450.8,2322.8000000000002,null,null,null,null,null,null,null,1]
[null,"2012-01-18",23,"Hverdag","Vinter",4017.8,2007.1999999999998,null,null,null,null,null,null,null,1]
[null,"2012-01-18",24,"Hverdag","Vinter",3588.1,1678.4,null,null,null,null,null,null,null,1]
[null,"2012-01-19",1,"Hverdag","Vinter",3282.3,1441.9,null,null,null,null,null,null,null,1]
[null,"2012-01-19",2,"Hverdag","Vinter",3142.2,1338.9,null,null,null,null,null,null,null,1]
[null,"2012-01-19",3,"Hverdag","Vinter",3092.5,1296.1999999999998,null,null,null,null,null,null,null,1]
[null,"2012-01-19",4,"Hverdag","Vinter",3106.5,1290.8,null,null,null,null,null,null,null,1]
[null,"2012-01-19",5,"Hverdag","Vinter",3225.3,1315.3000000000002,null,null,null,null,null,null,null,1]
[null,"2012-01-19",6,"Hverdag","Vinter",3499.8,1441.6,null,null,null,null,null,null,null,1]
[null,"2012-01-19",7,"Hverdag","Vinter",4310.5,1830,null,null,null,null,null,null,null,1]
[null,"2012-01-19",8,"Hverdag","Vinter",5189.3999999999996,2251.4,null,null,null,null,null,null,null,1]
[null,"2012-01-19",9,"Hverdag","Vinter",5476.2999999999993,2316,null,null,null,null,null,null,null,1]
[null,"2012-01-19",10,"Hverdag","Vinter",5416,2257.8000000000002,null,null,null,null,null,null,null,1]
[null,"2012-01-19",11,"Hverdag","Vinter",5485.2,2273.6000000000004,null,null,null,null,null,null,null,1]
[null,"2012-01-19",12,"Hverdag","Vinter",5438.4,2267.4,null,null,null,null,null,null,null,1]
[null,"2012-01-19",13,"Hverdag","Vinter",5324.3,2233.3000000000002,null,null,null,null,null,null,null,1]
[null,"2012-01-19",14,"Hverdag","Vinter",5354.6,2258.8000000000002,null,null,null,null,null,null,null,1]
[null,"2012-01-19",15,"Hverdag","Vinter",5300.2999999999993,2311.6,null,null,null,null,null,null,null,1]
[null,"2012-01-19",16,"Hverdag","Vinter",5198.8999999999996,2394.8999999999996,null,null,null,null,null,null,null,1]
[null,"2012-01-19",17,{"$f":"CHOOSE(WEEKDAY(B613,2),$N$165,$N$166,$N$167,$N$168,$N$169,$N$170,$N$171)","v":"Hverdag"},{"$f":"IF(AND(O613>=4,O613<=9),\"Sommer\",\"Vinter\")","v":"Vinter"},5375.3,2751,null,null,null,null,null,null,null,{"$f":"MONTH(B613)","v":1}]
[null,"2012-01-19",18,"Hverdag","Vinter",5804.6,3273.2,null,null,null,null,null,null,null,1]
[null,"2012-01-19",19,"Hverdag","Vinter",5522.7,3093,null,null,null,null,null,null,null,1]
[null,"2012-01-19",20,"Hverdag","Vinter",5159.8999999999996,2814.1000000000004,null,null,null,null,null,null,null,1]
[null,"2012-01-19",21,"Hverdag","Vinter",4856.7000000000007,2617.3000000000002,null,null,null,null,null,null,null,1]
[null,"2012-01-19",22,"Hverdag","Vinter",4505.3,2369.6999999999998,null,null,null,null,null,null,null,1]
[null,"2012-01-19",23,"Hverdag","Vinter",4065.3,2058.9,null,null,null,null,null,null,null,1]
[null,"2012-01-19",24,"Hverdag","Vinter",3632.5,1716.4,null,null,null,null,null,null,null,1]
[null,"2012-01-20",1,"Hverdag","Vinter",3324.3,1491.4,null,null,null,null,null,null,null,1]
[null,"2012-01-20",2,"Hverdag","Vinter",3169.1,1380.6,null,null,null,null,null,null,null,1]
[null,"2012-01-20",3,"Hverdag","Vinter",3124.8,1334.8,null,null,null,null,null,null,null,1]
[null,"2012-01-20",4,"Hverdag","Vinter",3134.3999999999996,1323.2,null,null,null,null,null,null,null,1]
[null,"2012-01-20",5,"Hverdag","Vinter",3217.3999999999996,1343.4,null,null,null,null,null,null,null,1]
[null,"2012-01-20",6,"Hverdag","Vinter",3477.1000000000004,1473,null,null,null,null,null,null,null,1]
[null,"2012-01-20",7,"Hverdag","Vinter",4226.1000000000004,1851.5,null,null,null,null,null,null,null,1]
[null,"2012-01-20",8,"Hverdag","Vinter",5121.8999999999996,2284.8000000000002,null,null,null,null,null,null,null,1]
[null,"2012-01-20",9,"Hverdag","Vinter",5326.7,2339.9,null,null,null,null,null,null,null,1]
[null,"2012-01-20",10,"Hverdag","Vinter",5301.5,2297.8000000000002,null,null,null,null,null,null,null,1]
[null,"2012-01-20",11,"Hverdag","Vinter",5305.4,2295,null,null,null,null,null,null,null,1]
[null,"2012-01-20",12,"Hverdag","Vinter",5203.1000000000004,2279.1000000000004,null,null,null,null,null,null,null,1]
[null,"2012-01-20",13,"Hverdag","Vinter",5026.7,2220.5,null,null,null,null,null,null,null,1]
[null,"2012-01-20",14,"Hverdag","Vinter",4936.6000000000004,2209,null,null,null,null,null,null,null,1]
[null,"2012-01-20",15,"Hverdag","Vinter",4789.8,2230.8000000000002,null,null,null,null,null,null,null,1]
[null,"2012-01-20",16,"Hverdag","Vinter",4689,2290.6999999999998,null,null,null,null,null,null,null,1]
[null,"2012-01-20",17,"Hverdag","Vinter",4936,2612.8000000000002,null,null,null,null,null,null,null,1]
[null,"2012-01-20",18,"Hverdag","Vinter",5448.2,3200.6,null,null,null,null,null,null,null,1]
[null,"2012-01-20",19,"Hverdag","Vinter",5284.4,3136.2,null,null,null,null,null,null,null,1]
[null,"2012-01-20",20,"Hverdag","Vinter",4835.5,2808.7,null,null,null,null,null,null,null,1]
[null,"2012-01-20",21,"Hverdag","Vinter",4444.7999999999993,2521,null,null,null,null,null,null,null,1]
[null,"2012-01-20",22,"Hverdag","Vinter",4166.8999999999996,2336.3000000000002,null,null,null,null,null,null,null,1]
[null,"2012-01-20",23,"Hverdag","Vinter",3873.9,2094.6,null,null,null,null,null,null,null,1]
[null,"2012-01-20",24,"Hverdag","Vinter",3590.7999999999997,1859.4,null,null,null,null,null,null,null,1]
[null,"2012-01-21",1,"Weekend","Vinter",3333.6,1640.3,null,null,null,null,null,null,null,1]
[null,"2012-01-21",2,"Weekend","Vinter",3144.4,1486.1999999999998,null,null,null,null,null,null,null,1]
[null,"2012-01-21",3,"Weekend","Vinter",3045,1407.4,null,null,null,null,null,null,null,1]
[null,"2012-01-21",4,"Weekend","Vinter",3000.5,1371.6,null,null,null,null,null,null,null,1]
[null,"2012-01-21",5,"Weekend","Vinter",2980.8999999999996,1363.4,null,null,null,null,null,null,null,1]
[null,"2012-01-21",6,"Weekend","Vinter",3068,1405.4,null,null,null,null,null,null,null,1]
[null,"2012-01-21",7,"Weekend","Vinter",3289.6000000000004,1521.4,null,null,null,null,null,null,null,1]
[null,"2012-01-21",8,"Weekend","Vinter",3689.3,1776.5,null,null,null,null,null,null,null,1]
[null,"2012-01-21",9,"Weekend","Vinter",4112.2000000000007,2125.6,null,null,null,null,null,null,null,1]
[null,"2012-01-21",10,"Weekend","Vinter",4416.1000000000004,2380.9,null,null,null,null,null,null,null,1]
[null,"2012-01-21",11,"Weekend","Vinter",4584.7,2527.8999999999996,null,null,null,null,null,null,null,1]
[null,"2012-01-21",12,"Weekend","Vinter",4618.5,2561.1000000000004,null,null,null,null,null,null,null,1]
[null,"2012-01-21",13,"Weekend","Vinter",4545.3,2518.9,null,null,null,null,null,null,null,1]
[null,"2012-01-21",14,"Weekend","Vinter",4449.1000000000004,2449,null,null,null,null,null,null,null,1]
[null,"2012-01-21",15,"Weekend","Vinter",4351.6000000000004,2410.3999999999996,null,null,null,null,null,null,null,1]
[null,"2012-01-21",16,"Weekend","Vinter",4319.3999999999996,2412.1,null,null,null,null,null,null,null,1]
[null,"2012-01-21",17,"Weekend","Vinter",4541.7999999999993,2644.8,null,null,null,null,null,null,null,1]
[null,"2012-01-21",18,"Weekend","Vinter",5113.2999999999993,3220.7,null,null,null,null,null,null,null,1]
[null,"2012-01-21",19,"Weekend","Vinter",4901.2999999999993,3098.8999999999996,null,null,null,null,null,null,null,1]
[null,"2012-01-21",20,"Weekend","Vinter",4483.8,2754.1,null,null,null,null,null,null,null,1]
[null,"2012-01-21",21,"Weekend","Vinter",4166.8,2501,null,null,null,null,null,null,null,1]
[null,"2012-01-21",22,"Weekend","Vinter",3925.3,2291.8000000000002,null,null,null,null,null,null,null,1]
[null,"2012-01-21",23,"Weekend","Vinter",3714.9,2104,null,null,null,null,null,null,null,1]
[null,"2012-01-21",24,"Weekend","Vinter",3499.2,1877.4,null,null,null,null,null,null,null,1]
[null,"2012-01-22",1,"Weekend","Vinter",3271.2,1658.1,null,null,null,null,null,null,null,1]
[null,"2012-01-22",2,"Weekend","Vinter",3101.2,1508.7,null,null,null,null,null,null,null,1]
[null,"2012-01-22",3,"Weekend","Vinter",2995.8,1413.8,null,null,null,null,null,null,null,1]
[null,"2012-01-22",4,"Weekend","Vinter",2952.1,1370.5,null,null,null,null,null,null,null,1]
[null,"2012-01-22",5,"Weekend","Vinter",2962.2,1366.8,null,null,null,null,null,null,null,1]
[null,"2012-01-22",6,"Weekend","Vinter",3027.5,1397,null,null,null,null,null,null,null,1]
[null,"2012-01-22",7,"Weekend","Vinter",3165.1,1482.5,null,null,null,null,null,null,null,1]
[null,"2012-01-22",8,"Weekend","Vinter",3408.4,1674.6,null,null,null,null,null,null,null,1]
[null,"2012-01-22",9,{"$f":"CHOOSE(WEEKDAY(B677,2),$N$165,$N$166,$N$167,$N$168,$N$169,$N$170,$N$171)","v":"Weekend"},{"$f":"IF(AND(O677>=4,O677<=9),\"Sommer\",\"Vinter\")","v":"Vinter"},3693.4,1944.1999999999998,null,null,null,null,null,null,null,{"$f":"MONTH(B677)","v":1}]
[null,"2012-01-22",10,"Weekend","Vinter",3918.8,2165.8000000000002,null,null,null,null,null,null,null,1]
[null,"2012-01-22",11,"Weekend","Vinter",4056.1000000000004,2280.1,null,null,null,null,null,null,null,1]
[null,"2012-01-22",12,"Weekend","Vinter",4129.3999999999996,2347.6999999999998,null,null,null,null,null,null,null,1]
[null,"2012-01-22",13,"Weekend","Vinter",4100,2338.1000000000004,null,null,null,null,null,null,null,1]
[null,"2012-01-22",14,"Weekend","Vinter",4089.3,2311.1,null,null,null,null,null,null,null,1]
[null,"2012-01-22",15,"Weekend","Vinter",4095,2308.8999999999996,null,null,null,null,null,null,null,1]
[null,"2012-01-22",16,"Weekend","Vinter",4084.2999999999997,2314.5,null,null,null,null,null,null,null,1]
[null,"2012-01-22",17,"Weekend","Vinter",4363,2579.6,null,null,null,null,null,null,null,1]
[null,"2012-01-22",18,"Weekend","Vinter",4989.7,3198.2,null,null,null,null,null,null,null,1]
[null,"2012-01-22",19,"Weekend","Vinter",4955.7,3170,null,null,null,null,null,null,null,1]
[null,"2012-01-22",20,"Weekend","Vinter",4625,2862.3,null,null,null,null,null,null,null,1]
[null,"2012-01-22",21,"Weekend","Vinter",4313.3,2574.4,null,null,null,null,null,null,null,1]
[null,"2012-01-22",22,"Weekend","Vinter",4075.4,2346.3000000000002,null,null,null,null,null,null,null,1]
[null,"2012-01-22",23,"Weekend","Vinter",3768.5,2040.4,null,null,null,null,null,null,null,1]
[null,"2012-01-22",24,"Weekend","Vinter",3417.7,1725.2,null,null,null,null,null,null,null,1]
[null,"2012-01-23",1,"Hverdag","Vinter",3185.7,1502.8,null,null,null,null,null,null,null,1]
[null,"2012-01-23",2,"Hverdag","Vinter",3077,1403.9,null,null,null,null,null,null,null,1]
[null,"2012-01-23",3,"Hverdag","Vinter",3048.4,1364.3000000000002,null,null,null,null,null,null,null,1]
[null,"2012-01-23",4,"Hverdag","Vinter",3079.3,1357,null,null,null,null,null,null,null,1]
[null,"2012-01-23",5,"Hverdag","Vinter",3166.1000000000004,1385.9,null,null,null,null,null,null,null,1]
[null,"2012-01-23",6,"Hverdag","Vinter",3476.1000000000004,1522.2,null,null,null,null,null,null,null,1]
[null,"2012-01-23",7,"Hverdag","Vinter",4299.8999999999996,1923.4,null,null,null,null,null,null,null,1]
[null,"2012-01-23",8,"Hverdag","Vinter",5198.8,2343.6,null,null,null,null,null,null,null,1]
[null,"2012-01-23",9,"Hverdag","Vinter",5417.5,2364,null,null,null,null,null,null,null,1]
[null,"2012-01-23",10,"Hverdag","Vinter",5366.9,2325.1000000000004,null,null,null,null,null,null,null,1]
[null,"2012-01-23",11,"Hverdag","Vinter",5348,2318.4,null,null,null,null,null,null,null,1]
[null,"2012-01-23",12,"Hverdag","Vinter",5297.5,2291,null,null,null,null,null,null,null,1]
[null,"2012-01-23",13,"Hverdag","Vinter",5165.3999999999996,2237.1,null,null,null,null,null,null,null,1]
[null,"2012-01-23",14,"Hverdag","Vinter",5152.3999999999996,2214.8000000000002,null,null,null,null,null,null,null,1]
[null,"2012-01-23",15,"Hverdag","Vinter",5079.5,2232.4,null,null,null,null,null,null,null,1]
[null,"2012-01-23",16,"Hverdag","Vinter",4935.8,2269.6,null,null,null,null,null,null,null,1]
[null,"2012-01-23",17,"Hverdag","Vinter",5123.2,2589.8000000000002,null,null,null,null,null,null,null,1]
[null,"2012-01-23",18,"Hverdag","Vinter",5807.5,3336.9,null,null,null,null,null,null,null,1]
[null,"2012-01-23",19,"Hverdag","Vinter",5562.7,3189.8,null,null,null,null,null,null,null,1]
[null,"2012-01-23",20,"Hverdag","Vinter",5201.5,2896.4,null,null,null,null,null,null,null,1]
[null,"2012-01-23",21,"Hverdag","Vinter",4889.2000000000007,2685.8999999999996,null,null,null,null,null,null,null,1]
[null,"2012-01-23",22,"Hverdag","Vinter",4538.2,2430.3000000000002,null,null,null,null,null,null,null,1]
[null,"2012-01-23",23,"Hverdag","Vinter",4167.5,2124.6,null,null,null,null,null,null,null,1]
[null,"2012-01-23",24,"Hverdag","Vinter",3778.7000000000003,1792.9,null,null,null,null,null,null,null,1]
[null,"2012-01-24",1,"Hverdag","Vinter",3486.2,1563.6,null,null,null,null,null,null,null,1]
[null,"2012-01-24",2,"Hverdag","Vinter",3346.6000000000004,1463.6,null,null,null,null,null,null,null,1]
[null,"2012-01-24",3,"Hverdag","Vinter",3303.2,1425.4,null,null,null,null,null,null,null,1]
[null,"2012-01-24",4,"Hverdag","Vinter",3322.7,1422,null,null,null,null,null,null,null,1]
[null,"2012-01-24",5,"Hverdag","Vinter",3402.1,1451.9,null,null,null,null,null,null,null,1]
[null,"2012-01-24",6,"Hverdag","Vinter",3688.7,1588.7,null,null,null,null,null,null,null,1]
[null,"2012-01-24",7,"Hverdag","Vinter",4452.7,1980.8999999999999,null,null,null,null,null,null,null,1]
[null,"2012-01-24",8,"Hverdag","Vinter",5339.1,2403.3000000000002,null,null,null,null,null,null,null,1]
[null,"2012-01-24",9,"Hverdag","Vinter",5543.8,2429,null,null,null,null,null,null,null,1]
[null,"2012-01-24",10,"Hverdag","Vinter",5483.1,2391,null,null,null,null,null,null,null,1]
[null,"2012-01-24",11,"Hverdag","Vinter",5470.2,2377.6999999999998,null,null,null,null,null,null,null,1]
[null,"2012-01-24",12,"Hverdag","Vinter",5369.2,2334,null,null,null,null,null,null,null,1]
[null,"2012-01-24",13,"Hverdag","Vinter",5229.5,2265.5,null,null,null,null,null,null,null,1]
[null,"2012-01-24",14,"Hverdag","Vinter",5193.6000000000004,2237.9,null,null,null,null,null,null,null,1]
[null,"2012-01-24",15,"Hverdag","Vinter",5099.7999999999993,2245.6,null,null,null,null,null,null,null,1]
[null,"2012-01-24",16,"Hverdag","Vinter",4956.1000000000004,2277.8000000000002,null,null,null,null,null,null,null,1]
[null,"2012-01-24",17,"Hverdag","Vinter",5136.3,2564.3000000000002,null,null,null,null,null,null,null,1]
[null,"2012-01-24",18,"Hverdag","Vinter",5838.2,3318.5,null,null,null,null,null,null,null,1]
[null,"2012-01-24",19,"Hverdag","Vinter",5639,3241.2,null,null,null,null,null,null,null,1]
[null,"2012-01-24",20,"Hverdag","Vinter",5297.4,2972.6000000000004,null,null,null,null,null,null,null,1]
[null,"2012-01-24",21,"Hverdag","Vinter",4964.3,2715.7,null,null,null,null,null,null,null,1]
[null,"2012-01-24",22,"Hverdag","Vinter",4644,2481.9,null,null,null,null,null,null,null,1]
[null,"2012-01-24",23,"Hverdag","Vinter",4267.3999999999996,2180.1999999999998,null,null,null,null,null,null,null,1]
[null,"2012-01-24",24,"Hverdag","Vinter",3872.2,1852,null,null,null,null,null,null,null,1]
[null,"2012-01-25",1,{"$f":"CHOOSE(WEEKDAY(B741,2),$N$165,$N$166,$N$167,$N$168,$N$169,$N$170,$N$171)","v":"Hverdag"},{"$f":"IF(AND(O741>=4,O741<=9),\"Sommer\",\"Vinter\")","v":"Vinter"},3577.5,1632.8,null,null,null,null,null,null,null,{"$f":"MONTH(B741)","v":1}]
[null,"2012-01-25",2,"Hverdag","Vinter",3449.1000000000004,1527.6,null,null,null,null,null,null,null,1]
[null,"2012-01-25",3,"Hverdag","Vinter",3413.1,1493,null,null,null,null,null,null,null,1]
[null,"2012-01-25",4,"Hverdag","Vinter",3423,1494.4,null,null,null,null,null,null,null,1]
[null,"2012-01-25",5,"Hverdag","Vinter",3502.7,1521.1999999999998,null,null,null,null,null,null,null,1]
[null,"2012-01-25",6,"Hverdag","Vinter",3773.8,1657.6,null,null,null,null,null,null,null,1]
[null,"2012-01-25",7,"Hverdag","Vinter",4546.7,2061.1999999999998,null,null,null,null,null,null,null,1]
[null,"2012-01-25",8,"Hverdag","Vinter",5435.7,2489.8000000000002,null,null,null,null,null,null,null,1]
[null,"2012-01-25",9,"Hverdag","Vinter",5603.1,2499.9,null,null,null,null,null,null,null,1]
[null,"2012-01-25",10,"Hverdag","Vinter",5551,2460.6,null,null,null,null,null,null,null,1]
[null,"2012-01-25",11,"Hverdag","Vinter",5546.4,2447.1,null,null,null,null,null,null,null,1]
[null,"2012-01-25",12,"Hverdag","Vinter",5486.9,2414.1000000000004,null,null,null,null,null,null,null,1]
[null,"2012-01-25",13,"Hverdag","Vinter",5377.5,2364,null,null,null,null,null,null,null,1]
[null,"2012-01-25",14,"Hverdag","Vinter",5387.9,2349.8999999999996,null,null,null,null,null,null,null,1]
[null,"2012-01-25",15,"Hverdag","Vinter",5314.5,2375.5,null,null,null,null,null,null,null,1]
[null,"2012-01-25",16,"Hverdag","Vinter",5183,2427.6999999999998,null,null,null,null,null,null,null,1]
[null,"2012-01-25",17,"Hverdag","Vinter",5374,2749.7,null,null,null,null,null,null,null,1]
[null,"2012-01-25",18,"Hverdag","Vinter",5945.2,3425.8,null,null,null,null,null,null,null,1]
[null,"2012-01-25",19,"Hverdag","Vinter",5676.9,3271.9,null,null,null,null,null,null,null,1]
[null,"2012-01-25",20,"Hverdag","Vinter",5266.6,2968.7,null,null,null,null,null,null,null,1]
[null,"2012-01-25",21,"Hverdag","Vinter",4979.6000000000004,2756.7,null,null,null,null,null,null,null,1]
[null,"2012-01-25",22,"Hverdag","Vinter",4645.6000000000004,2514.1999999999998,null,null,null,null,null,null,null,1]
[null,"2012-01-25",23,"Hverdag","Vinter",4219.3999999999996,2202.1999999999998,null,null,null,null,null,null,null,1]
[null,"2012-01-25",24,"Hverdag","Vinter",3822,1878.5,null,null,null,null,null,null,null,1]
[null,"2012-01-26",1,"Hverdag","Vinter",3556.8,1646.3,null,null,null,null,null,null,null,1]
[null,"2012-01-26",2,"Hverdag","Vinter",3416,1540.4,null,null,null,null,null,null,null,1]
[null,"2012-01-26",3,"Hverdag","Vinter",3373.9,1500.2,null,null,null,null,null,null,null,1]
[null,"2012-01-26",4,"Hverdag","Vinter",3381.1,1496.7,null,null,null,null,null,null,null,1]
[null,"2012-01-26",5,"Hverdag","Vinter",3464.6,1523.6,null,null,null,null,null,null,null,1]
[null,"2012-01-26",6,"Hverdag","Vinter",3764.8,1662.6999999999998,null,null,null,null,null,null,null,1]
[null,"2012-01-26",7,"Hverdag","Vinter",4545.2,2062.8000000000002,null,null,null,null,null,null,null,1]
[null,"2012-01-26",8,"Hverdag","Vinter",5394.8,2480.6999999999998,null,null,null,null,null,null,null,1]
[null,"2012-01-26",9,"Hverdag","Vinter",5571.7999999999993,2492.1999999999998,null,null,null,null,null,null,null,1]
[null,"2012-01-26",10,"Hverdag","Vinter",5526.1,2466.8999999999996,null,null,null,null,null,null,null,1]
[null,"2012-01-26",11,"Hverdag","Vinter",5543.7,2472.1000000000004,null,null,null,null,null,null,null,1]
[null,"2012-01-26",12,"Hverdag","Vinter",5478.7999999999993,2452.8999999999996,null,null,null,null,null,null,null,1]
[null,"2012-01-26",13,"Hverdag","Vinter",5338.6,2393.6000000000004,null,null,null,null,null,null,null,1]
[null,"2012-01-26",14,"Hverdag","Vinter",5328,2372.9,null,null,null,null,null,null,null,1]
[null,"2012-01-26",15,"Hverdag","Vinter",5239.1000000000004,2391.3000000000002,null,null,null,null,null,null,null,1]
[null,"2012-01-26",16,"Hverdag","Vinter",5101.8,2437,null,null,null,null,null,null,null,1]
[null,"2012-01-26",17,"Hverdag","Vinter",5245.6,2706,null,null,null,null,null,null,null,1]
[null,"2012-01-26",18,"Hverdag","Vinter",5855.4,3402.3,null,null,null,null,null,null,null,1]
[null,"2012-01-26",19,"Hverdag","Vinter",5695.8,3322.3999999999996,null,null,null,null,null,null,null,1]
[null,"2012-01-26",20,"Hverdag","Vinter",5350,3062,null,null,null,null,null,null,null,1]
[null,"2012-01-26",21,"Hverdag","Vinter",4997.7,2813.6000000000004,null,null,null,null,null,null,null,1]
[null,"2012-01-26",22,"Hverdag","Vinter",4666,2573.6000000000004,null,null,null,null,null,null,null,1]
[null,"2012-01-26",23,"Hverdag","Vinter",4273.1000000000004,2267.6,null,null,null,null,null,null,null,1]
[null,"2012-01-26",24,"Hverdag","Vinter",3871.1000000000004,1939.2,null,null,null,null,null,null,null,1]
[null,"2012-01-27",1,"Hverdag","Vinter",3606.4,1702.1,null,null,null,null,null,null,null,1]
[null,"2012-01-27",2,"Hverdag","Vinter",3461.8999999999996,1589,null,null,null,null,null,null,null,1]
[null,"2012-01-27",3,"Hverdag","Vinter",3393.2,1541.2,null,null,null,null,null,null,null,1]
[null,"2012-01-27",4,"Hverdag","Vinter",3391.8,1527,null,null,null,null,null,null,null,1]
[null,"2012-01-27",5,"Hverdag","Vinter",3479.6,1550.9,null,null,null,null,null,null,null,1]
[null,"2012-01-27",6,"Hverdag","Vinter",3763.5,1674.1,null,null,null,null,null,null,null,1]
[null,"2012-01-27",7,"Hverdag","Vinter",4528.7,2065,null,null,null,null,null,null,null,1]
[null,"2012-01-27",8,"Hverdag","Vinter",5401.7,2489.1000000000004,null,null,null,null,null,null,null,1]
[null,"2012-01-27",9,"Hverdag","Vinter",5612.2000000000007,2562.8999999999996,null,null,null,null,null,null,null,1]
[null,"2012-01-27",10,"Hverdag","Vinter",5646.5,2560.1999999999998,null,null,null,null,null,null,null,1]
[null,"2012-01-27",11,"Hverdag","Vinter",5712.3,2593.5,null,null,null,null,null,null,null,1]
[null,"2012-01-27",12,"Hverdag","Vinter",5613.7000000000007,2576.1000000000004,null,null,null,null,null,null,null,1]
[null,"2012-01-27",13,"Hverdag","Vinter",5449,2525.5,null,null,null,null,null,null,null,1]
[null,"2012-01-27",14,"Hverdag","Vinter",5295.3,2491.5,null,null,null,null,null,null,null,1]
[null,"2012-01-27",15,"Hverdag","Vinter",5073.3999999999996,2493.6,null,null,null,null,null,null,null,1]
[null,"2012-01-27",16,"Hverdag","Vinter",4949.2,2525.8000000000002,null,null,null,null,null,null,null,1]
[null,"2012-01-27",17,{"$f":"CHOOSE(WEEKDAY(B805,2),$N$165,$N$166,$N$167,$N$168,$N$169,$N$170,$N$171)","v":"Hverdag"},{"$f":"IF(AND(O805>=4,O805<=9),\"Sommer\",\"Vinter\")","v":"Vinter"},5132.3,2809.4,null,null,null,null,null,null,null,{"$f":"MONTH(B805)","v":1}]
[null,"2012-01-27",18,"Hverdag","Vinter",5645,3392.7,null,null,null,null,null,null,null,1]
[null,"2012-01-27",19,"Hverdag","Vinter",5407,3244.1000000000004,null,null,null,null,null,null,null,1]
[null,"2012-01-27",20,"Hverdag","Vinter",5018.5,2959.3,null,null,null,null,null,null,null,1]
[null,"2012-01-27",21,"Hverdag","Vinter",4635,2688.8,null,null,null,null,null,null,null,1]
[null,"2012-01-27",22,"Hverdag","Vinter",4327.6000000000004,2482.3000000000002,null,null,null,null,null,null,null,1]
[null,"2012-01-27",23,"Hverdag","Vinter",4042.8,2250,null,null,null,null,null,null,null,1]
[null,"2012-01-27",24,"Hverdag","Vinter",3737.6000000000004,1981.8,null,null,null,null,null,null,null,1]
[null,"2012-01-28",1,"Weekend","Vinter",3459.2,1759.4,null,null,null,null,null,null,null,1]
[null,"2012-01-28",2,"Weekend","Vinter",3278.1000000000004,1613.4,null,null,null,null,null,null,null,1]
[null,"2012-01-28",3,"Weekend","Vinter",3193,1538,null,null,null,null,null,null,null,1]
[null,"2012-01-28",4,"Weekend","Vinter",3167.8999999999996,1506.4,null,null,null,null,null,null,null,1]
[null,"2012-01-28",5,"Weekend","Vinter",3181,1502.6,null,null,null,null,null,null,null,1]
[null,"2012-01-28",6,"Weekend","Vinter",3266,1541.9,null,null,null,null,null,null,null,1]
[null,"2012-01-28",7,"Weekend","Vinter",3500.1,1659.7,null,null,null,null,null,null,null,1]
[null,"2012-01-28",8,"Weekend","Vinter",3866.4,1912.6,null,null,null,null,null,null,null,1]
[null,"2012-01-28",9,"Weekend","Vinter",4210.8999999999996,2209.6,null,null,null,null,null,null,null,1]
[null,"2012-01-28",10,"Weekend","Vinter",4446.3999999999996,2434.1999999999998,null,null,null,null,null,null,null,1]
[null,"2012-01-28",11,"Weekend","Vinter",4556.8999999999996,2539.1,null,null,null,null,null,null,null,1]
[null,"2012-01-28",12,"Weekend","Vinter",4559.5,2549,null,null,null,null,null,null,null,1]
[null,"2012-01-28",13,"Weekend","Vinter",4486.5,2505.5,null,null,null,null,null,null,null,1]
[null,"2012-01-28",14,"Weekend","Vinter",4426.8999999999996,2464.1,null,null,null,null,null,null,null,1]
[null,"2012-01-28",15,"Weekend","Vinter",4397.7,2459.1999999999998,null,null,null,null,null,null,null,1]
[null,"2012-01-28",16,"Weekend","Vinter",4426.5,2485.6999999999998,null,null,null,null,null,null,null,1]
[null,"2012-01-28",17,"Weekend","Vinter",4646.8999999999996,2728,null,null,null,null,null,null,null,1]
[null,"2012-01-28",18,"Weekend","Vinter",5197.3999999999996,3304.5,null,null,null,null,null,null,null,1]
[null,"2012-01-28",19,"Weekend","Vinter",5086.7,3251.6000000000004,null,null,null,null,null,null,null,1]
[null,"2012-01-28",20,"Weekend","Vinter",4686.1000000000004,2915.2,null,null,null,null,null,null,null,1]
[null,"2012-01-28",21,"Weekend","Vinter",4370.8999999999996,2641.3,null,null,null,null,null,null,null,1]
[null,"2012-01-28",22,"Weekend","Vinter",4122.3,2437.5,null,null,null,null,null,null,null,1]
[null,"2012-01-28",23,"Weekend","Vinter",3902.2,2247.5,null,null,null,null,null,null,null,1]
[null,"2012-01-28",24,"Weekend","Vinter",3650.8,2029.1,null,null,null,null,null,null,null,1]
[null,"2012-01-29",1,"Weekend","Vinter",3405.1000000000004,1804.2,null,null,null,null,null,null,null,1]
[null,"2012-01-29",2,"Weekend","Vinter",3238.8999999999996,1651.5,null,null,null,null,null,null,null,1]
[null,"2012-01-29",3,"Weekend","Vinter",3150.8,1569,null,null,null,null,null,null,null,1]
[null,"2012-01-29",4,"Weekend","Vinter",3079,1529.5,null,null,null,null,null,null,null,1]
[null,"2012-01-29",5,"Weekend","Vinter",3077.3,1524.9,null,null,null,null,null,null,null,1]
[null,"2012-01-29",6,"Weekend","Vinter",3147.3,1558.1,null,null,null,null,null,null,null,1]
[null,"2012-01-29",7,"Weekend","Vinter",3328.2,1652.5,null,null,null,null,null,null,null,1]
[null,"2012-01-29",8,"Weekend","Vinter",3619,1854.1,null,null,null,null,null,null,null,1]
[null,"2012-01-29",9,"Weekend","Vinter",3957,2130.1,null,null,null,null,null,null,null,1]
[null,"2012-01-29",10,"Weekend","Vinter",4241.3,2369,null,null,null,null,null,null,null,1]
[null,"2012-01-29",11,"Weekend","Vinter",4376.8999999999996,2462.8000000000002,null,null,null,null,null,null,null,1]
[null,"2012-01-29",12,"Weekend","Vinter",4429.5,2508,null,null,null,null,null,null,null,1]
[null,"2012-01-29",13,"Weekend","Vinter",4376.6000000000004,2484.6999999999998,null,null,null,null,null,null,null,1]
[null,"2012-01-29",14,"Weekend","Vinter",4338.8,2452.1,null,null,null,null,null,null,null,1]
[null,"2012-01-29",15,"Weekend","Vinter",4338.6000000000004,2453.6999999999998,null,null,null,null,null,null,null,1]
[null,"2012-01-29",16,"Weekend","Vinter",4352.2,2467.8999999999996,null,null,null,null,null,null,null,1]
[null,"2012-01-29",17,"Weekend","Vinter",4583.1000000000004,2711.2,null,null,null,null,null,null,null,1]
[null,"2012-01-29",18,"Weekend","Vinter",5030.2,3191.9,null,null,null,null,null,null,null,1]
[null,"2012-01-29",19,"Weekend","Vinter",5009.6000000000004,3196.7,null,null,null,null,null,null,null,1]
[null,"2012-01-29",20,"Weekend","Vinter",4842.2,3029.6000000000004,null,null,null,null,null,null,null,1]
[null,"2012-01-29",21,"Weekend","Vinter",4575.3,2788.6,null,null,null,null,null,null,null,1]
[null,"2012-01-29",22,"Weekend","Vinter",4257.1000000000004,2533,null,null,null,null,null,null,null,1]
[null,"2012-01-29",23,"Weekend","Vinter",3907.5,2193.6,null,null,null,null,null,null,null,1]
[null,"2012-01-29",24,"Weekend","Vinter",3592.1,1864.1,null,null,null,null,null,null,null,1]
[null,"2012-01-30",1,"Hverdag","Vinter",3387.1,1648.9,null,null,null,null,null,null,null,1]
[null,"2012-01-30",2,"Hverdag","Vinter",3266.2,1531.9,null,null,null,null,null,null,null,1]
[null,"2012-01-30",3,"Hverdag","Vinter",3267.6,1487.5,null,null,null,null,null,null,null,1]
[null,"2012-01-30",4,"Hverdag","Vinter",3323,1491.8000000000002,null,null,null,null,null,null,null,1]
[null,"2012-01-30",5,"Hverdag","Vinter",3410.5,1517.6,null,null,null,null,null,null,null,1]
[null,"2012-01-30",6,"Hverdag","Vinter",3677.2,1655.1,null,null,null,null,null,null,null,1]
[null,"2012-01-30",7,"Hverdag","Vinter",4453,2044.8000000000002,null,null,null,null,null,null,null,1]
[null,"2012-01-30",8,"Hverdag","Vinter",5366,2445.5,null,null,null,null,null,null,null,1]
[null,"2012-01-30",9,{"$f":"CHOOSE(WEEKDAY(B869,2),$N$165,$N$166,$N$167,$N$168,$N$169,$N$170,$N$171)","v":"Hverdag"},{"$f":"IF(AND(O869>=4,O869<=9),\"Sommer\",\"Vinter\")","v":"Vinter"},5514.7,2439.9,null,null,null,null,null,null,null,{"$f":"MONTH(B869)","v":1}]
[null,"2012-01-30",10,"Hverdag","Vinter",5489.8,2421.6999999999998,null,null,null,null,null,null,null,1]
[null,"2012-01-30",11,"Hverdag","Vinter",5488.2,2409.6,null,null,null,null,null,null,null,1]
[null,"2012-01-30",12,"Hverdag","Vinter",5424,2381.8000000000002,null,null,null,null,null,null,null,1]
[null,"2012-01-30",13,"Hverdag","Vinter",5314.4,2325.1000000000004,null,null,null,null,null,null,null,1]
[null,"2012-01-30",14,"Hverdag","Vinter",5290.7,2303.5,null,null,null,null,null,null,null,1]
[null,"2012-01-30",15,"Hverdag","Vinter",5211.5,2310,null,null,null,null,null,null,null,1]
[null,"2012-01-30",16,"Hverdag","Vinter",5062.1000000000004,2332.3000000000002,null,null,null,null,null,null,null,1]
[null,"2012-01-30",17,"Hverdag","Vinter",5160.2999999999993,2543.6,null,null,null,null,null,null,null,1]
[null,"2012-01-30",18,"Hverdag","Vinter",5908.5,3349.6000000000004,null,null,null,null,null,null,null,1]
[null,"2012-01-30",19,"Hverdag","Vinter",5777.6,3312.1000000000004,null,null,null,null,null,null,null,1]
[null,"2012-01-30",20,"Hverdag","Vinter",5418.1,3049,null,null,null,null,null,null,null,1]
[null,"2012-01-30",21,"Hverdag","Vinter",5069.3,2787.5,null,null,null,null,null,null,null,1]
[null,"2012-01-30",22,"Hverdag","Vinter",4693.7,2526.1999999999998,null,null,null,null,null,null,null,1]
[null,"2012-01-30",23,"Hverdag","Vinter",4308.8999999999996,2216,null,null,null,null,null,null,null,1]
[null,"2012-01-30",24,"Hverdag","Vinter",3921.6000000000004,1893.5,null,null,null,null,null,null,null,1]
[null,"2012-01-31",1,"Hverdag","Vinter",3643,1695.6,null,null,null,null,null,null,null,1]
[null,"2012-01-31",2,"Hverdag","Vinter",3504.9,1592.4,null,null,null,null,null,null,null,1]
[null,"2012-01-31",3,"Hverdag","Vinter",3449.2,1560,null,null,null,null,null,null,null,1]
[null,"2012-01-31",4,"Hverdag","Vinter",3474,1551.3,null,null,null,null,null,null,null,1]
[null,"2012-01-31",5,"Hverdag","Vinter",3576.1,1584.7,null,null,null,null,null,null,null,1]
[null,"2012-01-31",6,"Hverdag","Vinter",3850.3999999999996,1717.5,null,null,null,null,null,null,null,1]
[null,"2012-01-31",7,"Hverdag","Vinter",4635.6000000000004,2121.4,null,null,null,null,null,null,null,1]
[null,"2012-01-31",8,"Hverdag","Vinter",5512.2999999999993,2532.1,null,null,null,null,null,null,null,1]
[null,"2012-01-31",9,"Hverdag","Vinter",5634.8,2521.4,null,null,null,null,null,null,null,1]
[null,"2012-01-31",10,"Hverdag","Vinter",5573.6,2490.3999999999996,null,null,null,null,null,null,null,1]
[null,"2012-01-31",11,"Hverdag","Vinter",5551.7,2461.5,null,null,null,null,null,null,null,1]
[null,"2012-01-31",12,"Hverdag","Vinter",5453.3,2411.6,null,null,null,null,null,null,null,1]
[null,"2012-01-31",13,"Hverdag","Vinter",5345.1,2339.6999999999998,null,null,null,null,null,null,null,1]
[null,"2012-01-31",14,"Hverdag","Vinter",5310.1,2310.6,null,null,null,null,null,null,null,1]
[null,"2012-01-31",15,"Hverdag","Vinter",5220.7999999999993,2315.9,null,null,null,null,null,null,null,1]
[null,"2012-01-31",16,"Hverdag","Vinter",5069.5,2336.5,null,null,null,null,null,null,null,1]
[null,"2012-01-31",17,"Hverdag","Vinter",5171.2999999999993,2549.3000000000002,null,null,null,null,null,null,null,1]
[null,"2012-01-31",18,"Hverdag","Vinter",5885.2999999999993,3318.8,null,null,null,null,null,null,null,1]
[null,"2012-01-31",19,"Hverdag","Vinter",5803,3347.2,null,null,null,null,null,null,null,1]
[null,"2012-01-31",20,"Hverdag","Vinter",5438.6,3085.3,null,null,null,null,null,null,null,1]
[null,"2012-01-31",21,"Hverdag","Vinter",5077.2000000000007,2825.2,null,null,null,null,null,null,null,1]
[null,"2012-01-31",22,"Hverdag","Vinter",4748.1000000000004,2587.6999999999998,null,null,null,null,null,null,null,1]
[null,"2012-01-31",23,"Hverdag","Vinter",4356.8999999999996,2274.8000000000002,null,null,null,null,null,null,null,1]
[null,"2012-01-31",24,"Hverdag","Vinter",3927.1,1929.4,null,null,null,null,null,null,null,1]
[null,"2012-02-01",1,"Hverdag","Vinter",3665.3,1702.2,null,null,null,null,null,null,null,2]
[null,"2012-02-01",2,"Hverdag","Vinter",3526.3,1599.2,null,null,null,null,null,null,null,2]
[null,"2012-02-01",3,"Hverdag","Vinter",3465.9,1557.6,null,null,null,null,null,null,null,2]
[null,"2012-02-01",4,"Hverdag","Vinter",3493.3,1552.3,null,null,null,null,null,null,null,2]
[null,"2012-02-01",5,"Hverdag","Vinter",3611.5,1577.9,null,null,null,null,null,null,null,2]
[null,"2012-02-01",6,"Hverdag","Vinter",3875.2,1713.7,null,null,null,null,null,null,null,2]
[null,"2012-02-01",7,"Hverdag","Vinter",4642.3,2110.1,null,null,null,null,null,null,null,2]
[null,"2012-02-01",8,"Hverdag","Vinter",5510.8,2523.6999999999998,null,null,null,null,null,null,null,2]
[null,"2012-02-01",9,"Hverdag","Vinter",5664.7000000000007,2526.8999999999996,null,null,null,null,null,null,null,2]
[null,"2012-02-01",10,"Hverdag","Vinter",5640.9,2509.8999999999996,null,null,null,null,null,null,null,2]
[null,"2012-02-01",11,"Hverdag","Vinter",5658.9,2500.1999999999998,null,null,null,null,null,null,null,2]
[null,"2012-02-01",12,"Hverdag","Vinter",5573.7999999999993,2462.3000000000002,null,null,null,null,null,null,null,2]
[null,"2012-02-01",13,"Hverdag","Vinter",5435.5,2398.3999999999996,null,null,null,null,null,null,null,2]
[null,"2012-02-01",14,"Hverdag","Vinter",5437.1,2380.6,null,null,null,null,null,null,null,2]
[null,"2012-02-01",15,"Hverdag","Vinter",5348.6,2410.6999999999998,null,null,null,null,null,null,null,2]
[null,"2012-02-01",16,"Hverdag","Vinter",5206.1000000000004,2442.3000000000002,null,null,null,null,null,null,null,2]
[null,"2012-02-01",17,"Hverdag","Vinter",5299.2,2674,null,null,null,null,null,null,null,2]
[null,"2012-02-01",18,"Hverdag","Vinter",5948.7,3393.8,null,null,null,null,null,null,null,2]
[null,"2012-02-01",19,"Hverdag","Vinter",5858,3378.6000000000004,null,null,null,null,null,null,null,2]
[null,"2012-02-01",20,"Hverdag","Vinter",5485.1,3107.3,null,null,null,null,null,null,null,2]
[null,"2012-02-01",21,"Hverdag","Vinter",5119.3999999999996,2851.6,null,null,null,null,null,null,null,2]
[null,"2012-02-01",22,"Hverdag","Vinter",4793.2999999999993,2612,null,null,null,null,null,null,null,2]
[null,"2012-02-01",23,"Hverdag","Vinter",4412.2,2300.1999999999998,null,null,null,null,null,null,null,2]
[null,"2012-02-01",24,"Hverdag","Vinter",4007,1964.2,null,null,null,null,null,null,null,2]
[null,"2012-02-02",1,{"$f":"CHOOSE(WEEKDAY(B933,2),$N$165,$N$166,$N$167,$N$168,$N$169,$N$170,$N$171)","v":"Hverdag"},{"$f":"IF(AND(O933>=4,O933<=9),\"Sommer\",\"Vinter\")","v":"Vinter"},3703,1752,null,null,null,null,null,null,null,{"$f":"MONTH(B933)","v":2}]
[null,"2012-02-02",2,"Hverdag","Vinter",3568.5,1648.5,null,null,null,null,null,null,null,2]
[null,"2012-02-02",3,"Hverdag","Vinter",3518.1,1617.6,null,null,null,null,null,null,null,2]
[null,"2012-02-02",4,"Hverdag","Vinter",3541.7999999999997,1614.1999999999998,null,null,null,null,null,null,null,2]
[null,"2012-02-02",5,"Hverdag","Vinter",3631,1643.6,null,null,null,null,null,null,null,2]
[null,"2012-02-02",6,"Hverdag","Vinter",3934,1782.8000000000002,null,null,null,null,null,null,null,2]
[null,"2012-02-02",7,"Hverdag","Vinter",4714.3,2187.6,null,null,null,null,null,null,null,2]
[null,"2012-02-02",8,"Hverdag","Vinter",5583.2000000000007,2613.8000000000002,null,null,null,null,null,null,null,2]
[null,"2012-02-02",9,"Hverdag","Vinter",5742.6,2606.3000000000002,null,null,null,null,null,null,null,2]
[null,"2012-02-02",10,"Hverdag","Vinter",5701.9,2593.4,null,null,null,null,null,null,null,2]
[null,"2012-02-02",11,"Hverdag","Vinter",5696.1,2572,null,null,null,null,null,null,null,2]
[null,"2012-02-02",12,"Hverdag","Vinter",5614.1,2531.1999999999998,null,null,null,null,null,null,null,2]
[null,"2012-02-02",13,"Hverdag","Vinter",5476.7000000000007,2463.3000000000002,null,null,null,null,null,null,null,2]
[null,"2012-02-02",14,"Hverdag","Vinter",5461.9,2436.4,null,null,null,null,null,null,null,2]
[null,"2012-02-02",15,"Hverdag","Vinter",5382.5,2446.6999999999998,null,null,null,null,null,null,null,2]
[null,"2012-02-02",16,"Hverdag","Vinter",5237.1000000000004,2480.9,null,null,null,null,null,null,null,2]
[null,"2012-02-02",17,"Hverdag","Vinter",5330.3,2697.8,null,null,null,null,null,null,null,2]
[null,"2012-02-02",18,"Hverdag","Vinter",5993.9,3429.6,null,null,null,null,null,null,null,2]
[null,"2012-02-02",19,"Hverdag","Vinter",5922.6,3450,null,null,null,null,null,null,null,2]
[null,"2012-02-02",20,"Hverdag","Vinter",5561.4,3180.5,null,null,null,null,null,null,null,2]
[null,"2012-02-02",21,"Hverdag","Vinter",5196.2000000000007,2934.7,null,null,null,null,null,null,null,2]
[null,"2012-02-02",22,"Hverdag","Vinter",4861,2689.3,null,null,null,null,null,null,null,2]
[null,"2012-02-02",23,"Hverdag","Vinter",4471.8999999999996,2387,null,null,null,null,null,null,null,2]
[null,"2012-02-02",24,"Hverdag","Vinter",4088.6,2063.3000000000002,null,null,null,null,null,null,null,2]
[null,"2012-02-03",1,"Hverdag","Vinter",3810.8999999999996,1837.6,null,null,null,null,null,null,null,2]
[null,"2012-02-03",2,"Hverdag","Vinter",3666.7999999999997,1734.3,null,null,null,null,null,null,null,2]
[null,"2012-02-03",3,"Hverdag","Vinter",3611.7,1700.4,null,null,null,null,null,null,null,2]
[null,"2012-02-03",4,"Hverdag","Vinter",3613.6000000000004,1698,null,null,null,null,null,null,null,2]
[null,"2012-02-03",5,"Hverdag","Vinter",3747.3,1723.2,null,null,null,null,null,null,null,2]
[null,"2012-02-03",6,"Hverdag","Vinter",4026.8,1863.8999999999999,null,null,null,null,null,null,null,2]
[null,"2012-02-03",7,"Hverdag","Vinter",4783.5,2276,null,null,null,null,null,null,null,2]
[null,"2012-02-03",8,"Hverdag","Vinter",5656.6,2694.5,null,null,null,null,null,null,null,2]
[null,"2012-02-03",9,"Hverdag","Vinter",5810.4,2718.5,null,null,null,null,null,null,null,2]
[null,"2012-02-03",10,"Hverdag","Vinter",5787.7999999999993,2724.6000000000004,null,null,null,null,null,null,null,2]
[null,"2012-02-03",11,"Hverdag","Vinter",5807.6,2720.1,null,null,null,null,null,null,null,2]
[null,"2012-02-03",12,"Hverdag","Vinter",5685.3,2671.8,null,null,null,null,null,null,null,2]
[null,"2012-02-03",13,"Hverdag","Vinter",5475.1,2590.6,null,null,null,null,null,null,null,2]
[null,"2012-02-03",14,"Hverdag","Vinter",5333,2549,null,null,null,null,null,null,null,2]
[null,"2012-02-03",15,"Hverdag","Vinter",5109.6000000000004,2545.8000000000002,null,null,null,null,null,null,null,2]
[null,"2012-02-03",16,"Hverdag","Vinter",5002.7000000000007,2572.5,null,null,null,null,null,null,null,2]
[null,"2012-02-03",17,"Hverdag","Vinter",5155.7,2775.3,null,null,null,null,null,null,null,2]
[null,"2012-02-03",18,"Hverdag","Vinter",5833.8,3475,null,null,null,null,null,null,null,2]
[null,"2012-02-03",19,"Hverdag","Vinter",5830.4,3556.8,null,null,null,null,null,null,null,2]
[null,"2012-02-03",20,"Hverdag","Vinter",5408.6,3236.8999999999996,null,null,null,null,null,null,null,2]
[null,"2012-02-03",21,"Hverdag","Vinter",4968.7000000000007,2944.7,null,null,null,null,null,null,null,2]
[null,"2012-02-03",22,"Hverdag","Vinter",4675.6000000000004,2743.2,null,null,null,null,null,null,null,2]
[null,"2012-02-03",23,"Hverdag","Vinter",4436.1000000000004,2532.8999999999996,null,null,null,null,null,null,null,2]
[null,"2012-02-03",24,"Hverdag","Vinter",4164.3999999999996,2301.5,null,null,null,null,null,null,null,2]
[null,"2012-02-04",1,"Weekend","Vinter",3886,2082.3000000000002,null,null,null,null,null,null,null,2]
[null,"2012-02-04",2,"Weekend","Vinter",3690,1931.6,null,null,null,null,null,null,null,2]
[null,"2012-02-04",3,"Weekend","Vinter",3613.7000000000003,1864.7,null,null,null,null,null,null,null,2]
[null,"2012-02-04",4,"Weekend","Vinter",3588.8,1835.6999999999998,null,null,null,null,null,null,null,2]
[null,"2012-02-04",5,"Weekend","Vinter",3641.8,1840,null,null,null,null,null,null,null,2]
[null,"2012-02-04",6,"Weekend","Vinter",3728.5,1888.5,null,null,null,null,null,null,null,2]
[null,"2012-02-04",7,"Weekend","Vinter",3934.1000000000004,2011.7,null,null,null,null,null,null,null,2]
[null,"2012-02-04",8,"Weekend","Vinter",4320.2999999999993,2267.6999999999998,null,null,null,null,null,null,null,2]
[null,"2012-02-04",9,"Weekend","Vinter",4642.8,2565.6999999999998,null,null,null,null,null,null,null,2]
[null,"2012-02-04",10,"Weekend","Vinter",4863.8,2779.7,null,null,null,null,null,null,null,2]
[null,"2012-02-04",11,"Weekend","Vinter",4924.2,2850.8,null,null,null,null,null,null,null,2]
[null,"2012-02-04",12,"Weekend","Vinter",4859.8999999999996,2814.8,null,null,null,null,null,null,null,2]
[null,"2012-02-04",13,"Weekend","Vinter",4732.8999999999996,2727.3,null,null,null,null,null,null,null,2]
[null,"2012-02-04",14,"Weekend","Vinter",4608.8999999999996,2642.8999999999996,null,null,null,null,null,null,null,2]
[null,"2012-02-04",15,"Weekend","Vinter",4532.3999999999996,2610.1,null,null,null,null,null,null,null,2]
[null,"2012-02-04",16,"Weekend","Vinter",4535.7999999999993,2613.1,null,null,null,null,null,null,null,2]
[null,"2012-02-04",17,{"$f":"CHOOSE(WEEKDAY(B997,2),$N$165,$N$166,$N$167,$N$168,$N$169,$N$170,$N$171)","v":"Weekend"},{"$f":"IF(AND(O997>=4,O997<=9),\"Sommer\",\"Vinter\")","v":"Vinter"},4743.2000000000007,2788,null,null,null,null,null,null,null,{"$f":"MONTH(B997)","v":2}]
[null,"2012-02-04",18,"Weekend","Vinter",5442.4,3483,null,null,null,null,null,null,null,2]
[null,"2012-02-04",19,"Weekend","Vinter",5481.7,3583.5,null,null,null,null,null,null,null,2]
[null,"2012-02-04",20,"Weekend","Vinter",5089.6000000000004,3241,null,null,null,null,null,null,null,2]
[null,"2012-02-04",21,"Weekend","Vinter",4790.8,2981.4,null,null,null,null,null,null,null,2]
[null,"2012-02-04",22,"Weekend","Vinter",4551.6000000000004,2781.2,null,null,null,null,null,null,null,2]
[null,"2012-02-04",23,"Weekend","Vinter",4334,2585.6999999999998,null,null,null,null,null,null,null,2]
[null,"2012-02-04",24,"Weekend","Vinter",4090.4,2375.1999999999998,null,null,null,null,null,null,null,2]
[null,"2012-02-05",1,"Weekend","Vinter",3855,2170.1999999999998,null,null,null,null,null,null,null,2]
[null,"2012-02-05",2,"Weekend","Vinter",3692.5,2024.7,null,null,null,null,null,null,null,2]
[null,"2012-02-05",3,"Weekend","Vinter",3600,1943.8000000000002,null,null,null,null,null,null,null,2]
[null,"2012-02-05",4,"Weekend","Vinter",3568.3999999999996,1913.8000000000002,null,null,null,null,null,null,null,2]
[null,"2012-02-05",5,"Weekend","Vinter",3577.3,1908.6,null,null,null,null,null,null,null,2]
[null,"2012-02-05",6,"Weekend","Vinter",3644.7999999999997,1941.6,null,null,null,null,null,null,null,2]
[null,"2012-02-05",7,"Weekend","Vinter",3830.8,2038.8,null,null,null,null,null,null,null,2]
[null,"2012-02-05",8,"Weekend","Vinter",4113.5,2242.8000000000002,null,null,null,null,null,null,null,2]
[null,"2012-02-05",9,"Weekend","Vinter",4411.3999999999996,2518.5,null,null,null,null,null,null,null,2]
[null,"2012-02-05",10,"Weekend","Vinter",4647.8999999999996,2748.7,null,null,null,null,null,null,null,2]
[null,"2012-02-05",11,"Weekend","Vinter",4732.8999999999996,2823.3,null,null,null,null,null,null,null,2]
[null,"2012-02-05",12,"Weekend","Vinter",4734.3999999999996,2832.4,null,null,null,null,null,null,null,2]
[null,"2012-02-05",13,"Weekend","Vinter",4659.7,2764.7,null,null,null,null,null,null,null,2]
[null,"2012-02-05",14,"Weekend","Vinter",4619.5,2705.6,null,null,null,null,null,null,null,2]
[null,"2012-02-05",15,"Weekend","Vinter",4599.3999999999996,2683.8,null,null,null,null,null,null,null,2]
[null,"2012-02-05",16,"Weekend","Vinter",4577.3999999999996,2685.6,null,null,null,null,null,null,null,2]
[null,"2012-02-05",17,"Weekend","Vinter",4788.7,2881.3,null,null,null,null,null,null,null,2]
[null,"2012-02-05",18,"Weekend","Vinter",5491.1,3579.5,null,null,null,null,null,null,null,2]
[null,"2012-02-05",19,"Weekend","Vinter",5582.5,3673.8,null,null,null,null,null,null,null,2]
[null,"2012-02-05",20,"Weekend","Vinter",5261.1,3378,null,null,null,null,null,null,null,2]
[null,"2012-02-05",21,"Weekend","Vinter",4938.7000000000007,3067.3999999999996,null,null,null,null,null,null,null,2]
[null,"2012-02-05",22,"Weekend","Vinter",4667.8,2812.5,null,null,null,null,null,null,null,2]
[null,"2012-02-05",23,"Weekend","Vinter",4320.1000000000004,2498.5,null,null,null,null,null,null,null,2]
[null,"2012-02-05",24,"Weekend","Vinter",4006.7000000000003,2189,null,null,null,null,null,null,null,2]
[null,"2012-02-06",1,"Hverdag","Vinter",3800.8,1981.1,null,null,null,null,null,null,null,2]
[null,"2012-02-06",2,"Hverdag","Vinter",3686.2,1881.2,null,null,null,null,null,null,null,2]
[null,"2012-02-06",3,"Hverdag","Vinter",3654.6000000000004,1842.5,null,null,null,null,null,null,null,2]
[null,"2012-02-06",4,"Hverdag","Vinter",3662.7,1840.3,null,null,null,null,null,null,null,2]
[null,"2012-02-06",5,"Hverdag","Vinter",3786.2,1863,null,null,null,null,null,null,null,2]
[null,"2012-02-06",6,"Hverdag","Vinter",4084.8,2002,null,null,null,null,null,null,null,2]
[null,"2012-02-06",7,"Hverdag","Vinter",4854.3,2401.5,null,null,null,null,null,null,null,2]
[null,"2012-02-06",8,"Hverdag","Vinter",5688.4,2808.3,null,null,null,null,null,null,null,2]
[null,"2012-02-06",9,"Hverdag","Vinter",5873.5,2813.6,null,null,null,null,null,null,null,2]
[null,"2012-02-06",10,"Hverdag","Vinter",5907.2000000000007,2826.1,null,null,null,null,null,null,null,2]
[null,"2012-02-06",11,"Hverdag","Vinter",5944.6,2828.5,null,null,null,null,null,null,null,2]
[null,"2012-02-06",12,"Hverdag","Vinter",5886.8,2795.3,null,null,null,null,null,null,null,2]
[null,"2012-02-06",13,"Hverdag","Vinter",5758.6,2733.6000000000004,null,null,null,null,null,null,null,2]
[null,"2012-02-06",14,"Hverdag","Vinter",5719,2702.8,null,null,null,null,null,null,null,2]
[null,"2012-02-06",15,"Hverdag","Vinter",5635.6,2701.5,null,null,null,null,null,null,null,2]
[null,"2012-02-06",16,"Hverdag","Vinter",5472.3,2723.5,null,null,null,null,null,null,null,2]
[null,"2012-02-06",17,"Hverdag","Vinter",5530.7999999999993,2915.3,null,null,null,null,null,null,null,2]
[null,"2012-02-06",18,"Hverdag","Vinter",6215.4,3661.4,null,null,null,null,null,null,null,2]
[null,"2012-02-06",19,"Hverdag","Vinter",6169.3,3700.7999999999997,null,null,null,null,null,null,null,2]
[null,"2012-02-06",20,"Hverdag","Vinter",5814.2000000000007,3424.1,null,null,null,null,null,null,null,2]
[null,"2012-02-06",21,"Hverdag","Vinter",5457.7,3152.6000000000004,null,null,null,null,null,null,null,2]
[null,"2012-02-06",22,"Hverdag","Vinter",5115.3999999999996,2897.9,null,null,null,null,null,null,null,2]
[null,"2012-02-06",23,"Hverdag","Vinter",4724.5,2577.1999999999998,null,null,null,null,null,null,null,2]
[null,"2012-02-06",24,"Hverdag","Vinter",4336.7,2247.6999999999998,null,null,null,null,null,null,null,2]
[null,"2012-02-07",1,"Hverdag","Vinter",4089.5,2031.8000000000002,null,null,null,null,null,null,null,2]
[null,"2012-02-07",2,"Hverdag","Vinter",3956.1,1935.7,null,null,null,null,null,null,null,2]
[null,"2012-02-07",3,"Hverdag","Vinter",3906.6,1901.1,null,null,null,null,null,null,null,2]
[null,"2012-02-07",4,"Hverdag","Vinter",3912.5,1902.4,null,null,null,null,null,null,null,2]
[null,"2012-02-07",5,"Hverdag","Vinter",3990.6,1926.8,null,null,null,null,null,null,null,2]
[null,"2012-02-07",6,"Hverdag","Vinter",4253.8999999999996,2063.6,null,null,null,null,null,null,null,2]
[null,"2012-02-07",7,"Hverdag","Vinter",5011.8999999999996,2470.6999999999998,null,null,null,null,null,null,null,2]
[null,"2012-02-07",8,"Hverdag","Vinter",5858,2869.8999999999996,null,null,null,null,null,null,null,2]
[null,"2012-02-07",9,{"$f":"CHOOSE(WEEKDAY(B1061,2),$N$165,$N$166,$N$167,$N$168,$N$169,$N$170,$N$171)","v":"Hverdag"},{"$f":"IF(AND(O1061>=4,O1061<=9),\"Sommer\",\"Vinter\")","v":"Vinter"},6020.2,2864.9,null,null,null,null,null,null,null,{"$f":"MONTH(B1061)","v":2}]
[null,"2012-02-07",10,"Hverdag","Vinter",6012.4,2854.4,null,null,null,null,null,null,null,2]
[null,"2012-02-07",11,"Hverdag","Vinter",6005.7999999999993,2829.4,null,null,null,null,null,null,null,2]
[null,"2012-02-07",12,"Hverdag","Vinter",5902.2,2766.5,null,null,null,null,null,null,null,2]
[null,"2012-02-07",13,"Hverdag","Vinter",5724.8,2669.1000000000004,null,null,null,null,null,null,null,2]
[null,"2012-02-07",14,"Hverdag","Vinter",5666.1,2614,null,null,null,null,null,null,null,2]
[null,"2012-02-07",15,"Hverdag","Vinter",5557.2,2608.5,null,null,null,null,null,null,null,2]
[null,"2012-02-07",16,"Hverdag","Vinter",5384,2612.8999999999996,null,null,null,null,null,null,null,2]
[null,"2012-02-07",17,"Hverdag","Vinter",5440.8,2801.6,null,null,null,null,null,null,null,2]
[null,"2012-02-07",18,"Hverdag","Vinter",6128.7,3534.8,null,null,null,null,null,null,null,2]
[null,"2012-02-07",19,"Hverdag","Vinter",6127,3621.9,null,null,null,null,null,null,null,2]
[null,"2012-02-07",20,"Hverdag","Vinter",5781.9,3355.1,null,null,null,null,null,null,null,2]
[null,"2012-02-07",21,"Hverdag","Vinter",5449.2,3093.7,null,null,null,null,null,null,null,2]
[null,"2012-02-07",22,"Hverdag","Vinter",5120.2999999999993,2851.6000000000004,null,null,null,null,null,null,null,2]
[null,"2012-02-07",23,"Hverdag","Vinter",4709.7,2536.6000000000004,null,null,null,null,null,null,null,2]
[null,"2012-02-07",24,"Hverdag","Vinter",4312.2,2201.3000000000002,null,null,null,null,null,null,null,2]
[null,"2012-02-08",1,"Hverdag","Vinter",4033,1979.8000000000002,null,null,null,null,null,null,null,2]
[null,"2012-02-08",2,"Hverdag","Vinter",3888.3,1879.4,null,null,null,null,null,null,null,2]
[null,"2012-02-08",3,"Hverdag","Vinter",3825.2,1838,null,null,null,null,null,null,null,2]
[null,"2012-02-08",4,"Hverdag","Vinter",3830.2,1827.8000000000002,null,null,null,null,null,null,null,2]
[null,"2012-02-08",5,"Hverdag","Vinter",3929.7,1850.8,null,null,null,null,null,null,null,2]
[null,"2012-02-08",6,"Hverdag","Vinter",4192.8,1976.6,null,null,null,null,null,null,null,2]
[null,"2012-02-08",7,"Hverdag","Vinter",4950,2372.6999999999998,null,null,null,null,null,null,null,2]
[null,"2012-02-08",8,"Hverdag","Vinter",5760.2000000000007,2764.5,null,null,null,null,null,null,null,2]
[null,"2012-02-08",9,"Hverdag","Vinter",5945.1,2764.3,null,null,null,null,null,null,null,2]
[null,"2012-02-08",10,"Hverdag","Vinter",5958.3,2774.6000000000004,null,null,null,null,null,null,null,2]
[null,"2012-02-08",11,"Hverdag","Vinter",5999.7,2776.8,null,null,null,null,null,null,null,2]
[null,"2012-02-08",12,"Hverdag","Vinter",5914.5,2749.6,null,null,null,null,null,null,null,2]
[null,"2012-02-08",13,"Hverdag","Vinter",5807.1,2702.5,null,null,null,null,null,null,null,2]
[null,"2012-02-08",14,"Hverdag","Vinter",5791.7,2677,null,null,null,null,null,null,null,2]
[null,"2012-02-08",15,"Hverdag","Vinter",5686.6,2687.1,null,null,null,null,null,null,null,2]
[null,"2012-02-08",16,"Hverdag","Vinter",5518.8,2701.4,null,null,null,null,null,null,null,2]
[null,"2012-02-08",17,"Hverdag","Vinter",5509.7,2887.6000000000004,null,null,null,null,null,null,null,2]
[null,"2012-02-08",18,"Hverdag","Vinter",6103,3532.3,null,null,null,null,null,null,null,2]
[null,"2012-02-08",19,"Hverdag","Vinter",6044.5,3547.8,null,null,null,null,null,null,null,2]
[null,"2012-02-08",20,"Hverdag","Vinter",5666,3258,null,null,null,null,null,null,null,2]
[null,"2012-02-08",21,"Hverdag","Vinter",5308,2991.3999999999996,null,null,null,null,null,null,null,2]
[null,"2012-02-08",22,"Hverdag","Vinter",4975.8999999999996,2733.5,null,null,null,null,null,null,null,2]
[null,"2012-02-08",23,"Hverdag","Vinter",4573.3999999999996,2414.9,null,null,null,null,null,null,null,2]
[null,"2012-02-08",24,"Hverdag","Vinter",4181.5,2075.1,null,null,null,null,null,null,null,2]
[null,"2012-02-09",1,"Hverdag","Vinter",3884.7,1849.1,null,null,null,null,null,null,null,2]
[null,"2012-02-09",2,"Hverdag","Vinter",3732.2,1738.7,null,null,null,null,null,null,null,2]
[null,"2012-02-09",3,"Hverdag","Vinter",3674.6,1696.5,null,null,null,null,null,null,null,2]
[null,"2012-02-09",4,"Hverdag","Vinter",3654.6,1684.1,null,null,null,null,null,null,null,2]
[null,"2012-02-09",5,"Hverdag","Vinter",3742.5,1720.2,null,null,null,null,null,null,null,2]
[null,"2012-02-09",6,"Hverdag","Vinter",4076.1,1869.8,null,null,null,null,null,null,null,2]
[null,"2012-02-09",7,"Hverdag","Vinter",4846.3999999999996,2274.6999999999998,null,null,null,null,null,null,null,2]
[null,"2012-02-09",8,"Hverdag","Vinter",5644.4,2664,null,null,null,null,null,null,null,2]
[null,"2012-02-09",9,"Hverdag","Vinter",5776.3,2669.1000000000004,null,null,null,null,null,null,null,2]
[null,"2012-02-09",10,"Hverdag","Vinter",5769.4,2660.8,null,null,null,null,null,null,null,2]
[null,"2012-02-09",11,"Hverdag","Vinter",5772,2642.1,null,null,null,null,null,null,null,2]
[null,"2012-02-09",12,"Hverdag","Vinter",5703.5,2601.6,null,null,null,null,null,null,null,2]
[null,"2012-02-09",13,"Hverdag","Vinter",5586.8,2537.8000000000002,null,null,null,null,null,null,null,2]
[null,"2012-02-09",14,"Hverdag","Vinter",5557.6,2522.1,null,null,null,null,null,null,null,2]
[null,"2012-02-09",15,"Hverdag","Vinter",5454,2531.5,null,null,null,null,null,null,null,2]
[null,"2012-02-09",16,"Hverdag","Vinter",5299.6,2548,null,null,null,null,null,null,null,2]
[null,"2012-02-09",17,"Hverdag","Vinter",5334.5,2716.8,null,null,null,null,null,null,null,2]
[null,"2012-02-09",18,"Hverdag","Vinter",5923.3,3370.7,null,null,null,null,null,null,null,2]
[null,"2012-02-09",19,"Hverdag","Vinter",5948.1,3470.7,null,null,null,null,null,null,null,2]
[null,"2012-02-09",20,"Hverdag","Vinter",5608.6,3221.8,null,null,null,null,null,null,null,2]
[null,"2012-02-09",21,"Hverdag","Vinter",5257.4,2960.7,null,null,null,null,null,null,null,2]
[null,"2012-02-09",22,"Hverdag","Vinter",4930.6000000000004,2731,null,null,null,null,null,null,null,2]
[null,"2012-02-09",23,"Hverdag","Vinter",4562.8,2432.6000000000004,null,null,null,null,null,null,null,2]
[null,"2012-02-09",24,"Hverdag","Vinter",4166.5,2102.6,null,null,null,null,null,null,null,2]
[null,"2012-02-10",1,{"$f":"CHOOSE(WEEKDAY(B1125,2),$N$165,$N$166,$N$167,$N$168,$N$169,$N$170,$N$171)","v":"Hverdag"},{"$f":"IF(AND(O1125>=4,O1125<=9),\"Sommer\",\"Vinter\")","v":"Vinter"},3897.3,1878.2,null,null,null,null,null,null,null,{"$f":"MONTH(B1125)","v":2}]
[null,"2012-02-10",2,"Hverdag","Vinter",3779.3999999999996,1780,null,null,null,null,null,null,null,2]
[null,"2012-02-10",3,"Hverdag","Vinter",3736.3,1742.4,null,null,null,null,null,null,null,2]
[null,"2012-02-10",4,"Hverdag","Vinter",3752.7,1741.2,null,null,null,null,null,null,null,2]
[null,"2012-02-10",5,"Hverdag","Vinter",3811.1,1771.2,null,null,null,null,null,null,null,2]
[null,"2012-02-10",6,"Hverdag","Vinter",4076.1,1902.7,null,null,null,null,null,null,null,2]
[null,"2012-02-10",7,"Hverdag","Vinter",4831.6000000000004,2296.5,null,null,null,null,null,null,null,2]
[null,"2012-02-10",8,"Hverdag","Vinter",5648.3,2683.4,null,null,null,null,null,null,null,2]
[null,"2012-02-10",9,"Hverdag","Vinter",5794.4,2710.3999999999996,null,null,null,null,null,null,null,2]
[null,"2012-02-10",10,"Hverdag","Vinter",5757.6,2709.1000000000004,null,null,null,null,null,null,null,2]
[null,"2012-02-10",11,"Hverdag","Vinter",5749.7,2688.3,null,null,null,null,null,null,null,2]
[null,"2012-02-10",12,"Hverdag","Vinter",5598.3,2633.1,null,null,null,null,null,null,null,2]
[null,"2012-02-10",13,"Hverdag","Vinter",5406.2,2550.1999999999998,null,null,null,null,null,null,null,2]
[null,"2012-02-10",14,"Hverdag","Vinter",5239.3999999999996,2493.9,null,null,null,null,null,null,null,2]
[null,"2012-02-10",15,"Hverdag","Vinter",5036.7999999999993,2477.1999999999998,null,null,null,null,null,null,null,2]
[null,"2012-02-10",16,"Hverdag","Vinter",4899.3,2488.1,null,null,null,null,null,null,null,2]
[null,"2012-02-10",17,"Hverdag","Vinter",4981.2,2656.3999999999996,null,null,null,null,null,null,null,2]
[null,"2012-02-10",18,"Hverdag","Vinter",5568.7,3295.7,null,null,null,null,null,null,null,2]
[null,"2012-02-10",19,"Hverdag","Vinter",5710.4,3479.8,null,null,null,null,null,null,null,2]
[null,"2012-02-10",20,"Hverdag","Vinter",5318.1,3175.8,null,null,null,null,null,null,null,2]
[null,"2012-02-10",21,"Hverdag","Vinter",4928,2878.5,null,null,null,null,null,null,null,2]
[null,"2012-02-10",22,"Hverdag","Vinter",4647.1000000000004,2682.8,null,null,null,null,null,null,null,2]
[null,"2012-02-10",23,"Hverdag","Vinter",4393.2,2479.5,null,null,null,null,null,null,null,2]
[null,"2012-02-10",24,"Hverdag","Vinter",4113.2,2238.4,null,null,null,null,null,null,null,2]
[null,"2012-02-11",1,"Weekend","Vinter",3848,2033.8999999999999,null,null,null,null,null,null,null,2]
[null,"2012-02-11",2,"Weekend","Vinter",3692.8,1899.1,null,null,null,null,null,null,null,2]
[null,"2012-02-11",3,"Weekend","Vinter",3583,1830.8000000000002,null,null,null,null,null,null,null,2]
[null,"2012-02-11",4,"Weekend","Vinter",3564.9,1809.7,null,null,null,null,null,null,null,2]
[null,"2012-02-11",5,"Weekend","Vinter",3578.1,1813.9,null,null,null,null,null,null,null,2]
[null,"2012-02-11",6,"Weekend","Vinter",3660.2,1851.6999999999998,null,null,null,null,null,null,null,2]
[null,"2012-02-11",7,"Weekend","Vinter",3889.6000000000004,1969.6,null,null,null,null,null,null,null,2]
[null,"2012-02-11",8,"Weekend","Vinter",4248.8999999999996,2204.6999999999998,null,null,null,null,null,null,null,2]
[null,"2012-02-11",9,"Weekend","Vinter",4577.1000000000004,2489.3000000000002,null,null,null,null,null,null,null,2]
[null,"2012-02-11",10,"Weekend","Vinter",4835,2716.5,null,null,null,null,null,null,null,2]
[null,"2012-02-11",11,"Weekend","Vinter",4927.3999999999996,2805.3999999999996,null,null,null,null,null,null,null,2]
[null,"2012-02-11",12,"Weekend","Vinter",4889.8999999999996,2792.6,null,null,null,null,null,null,null,2]
[null,"2012-02-11",13,"Weekend","Vinter",4770.8,2726.1,null,null,null,null,null,null,null,2]
[null,"2012-02-11",14,"Weekend","Vinter",4654.3999999999996,2658.1,null,null,null,null,null,null,null,2]
[null,"2012-02-11",15,"Weekend","Vinter",4569.8,2618.3000000000002,null,null,null,null,null,null,null,2]
[null,"2012-02-11",16,"Weekend","Vinter",4565.8999999999996,2608,null,null,null,null,null,null,null,2]
[null,"2012-02-11",17,"Weekend","Vinter",4748.7,2769.8,null,null,null,null,null,null,null,2]
[null,"2012-02-11",18,"Weekend","Vinter",5326.4,3355.3999999999996,null,null,null,null,null,null,null,2]
[null,"2012-02-11",19,"Weekend","Vinter",5389.6,3463.6,null,null,null,null,null,null,null,2]
[null,"2012-02-11",20,"Weekend","Vinter",4977.2000000000007,3113,null,null,null,null,null,null,null,2]
[null,"2012-02-11",21,"Weekend","Vinter",4643.2999999999993,2841.7,null,null,null,null,null,null,null,2]
[null,"2012-02-11",22,"Weekend","Vinter",4368.6000000000004,2624.2,null,null,null,null,null,null,null,2]
[null,"2012-02-11",23,"Weekend","Vinter",4122.1000000000004,2414.1,null,null,null,null,null,null,null,2]
[null,"2012-02-11",24,"Weekend","Vinter",3894.5,2191.9,null,null,null,null,null,null,null,2]
[null,"2012-02-12",1,"Weekend","Vinter",3681.4,1986.6999999999998,null,null,null,null,null,null,null,2]
[null,"2012-02-12",2,"Weekend","Vinter",3489.2,1841,null,null,null,null,null,null,null,2]
[null,"2012-02-12",3,"Weekend","Vinter",3392.5,1758.1,null,null,null,null,null,null,null,2]
[null,"2012-02-12",4,"Weekend","Vinter",3357.8,1724.9,null,null,null,null,null,null,null,2]
[null,"2012-02-12",5,"Weekend","Vinter",3350.8,1711.4,null,null,null,null,null,null,null,2]
[null,"2012-02-12",6,"Weekend","Vinter",3389.7,1728.1999999999998,null,null,null,null,null,null,null,2]
[null,"2012-02-12",7,"Weekend","Vinter",3537.1000000000004,1809.3000000000002,null,null,null,null,null,null,null,2]
[null,"2012-02-12",8,"Weekend","Vinter",3777.3,1987.5,null,null,null,null,null,null,null,2]
[null,"2012-02-12",9,"Weekend","Vinter",4044.7,2244.3000000000002,null,null,null,null,null,null,null,2]
[null,"2012-02-12",10,"Weekend","Vinter",4273,2459.1999999999998,null,null,null,null,null,null,null,2]
[null,"2012-02-12",11,"Weekend","Vinter",4369.2,2529.3000000000002,null,null,null,null,null,null,null,2]
[null,"2012-02-12",12,"Weekend","Vinter",4378.1000000000004,2546.3000000000002,null,null,null,null,null,null,null,2]
[null,"2012-02-12",13,"Weekend","Vinter",4314,2491.8000000000002,null,null,null,null,null,null,null,2]
[null,"2012-02-12",14,"Weekend","Vinter",4210.2,2422.3000000000002,null,null,null,null,null,null,null,2]
[null,"2012-02-12",15,"Weekend","Vinter",4128.8,2378.3999999999996,null,null,null,null,null,null,null,2]
[null,"2012-02-12",16,"Weekend","Vinter",4093.5,2348.1999999999998,null,null,null,null,null,null,null,2]
[null,"2012-02-12",17,{"$f":"CHOOSE(WEEKDAY(B1189,2),$N$165,$N$166,$N$167,$N$168,$N$169,$N$170,$N$171)","v":"Weekend"},{"$f":"IF(AND(O1189>=4,O1189<=9),\"Sommer\",\"Vinter\")","v":"Vinter"},4259.3999999999996,2473,null,null,null,null,null,null,null,{"$f":"MONTH(B1189)","v":2}]
[null,"2012-02-12",18,"Weekend","Vinter",4908.5,3054.2,null,null,null,null,null,null,null,2]
[null,"2012-02-12",19,"Weekend","Vinter",5168.7000000000007,3291.6000000000004,null,null,null,null,null,null,null,2]
[null,"2012-02-12",20,"Weekend","Vinter",4863.3999999999996,3011,null,null,null,null,null,null,null,2]
[null,"2012-02-12",21,"Weekend","Vinter",4521.8,2722.1,null,null,null,null,null,null,null,2]
[null,"2012-02-12",22,"Weekend","Vinter",4290.6000000000004,2499.1,null,null,null,null,null,null,null,2]
[null,"2012-02-12",23,"Weekend","Vinter",4003.4,2219.4,null,null,null,null,null,null,null,2]
[null,"2012-02-12",24,"Weekend","Vinter",3739,1941.8,null,null,null,null,null,null,null,2]
[null,"2012-02-13",1,"Hverdag","Vinter",3535.8999999999996,1730.1999999999998,null,null,null,null,null,null,null,2]
[null,"2012-02-13",2,"Hverdag","Vinter",3424.2,1630.3,null,null,null,null,null,null,null,2]
[null,"2012-02-13",3,"Hverdag","Vinter",3399.8,1596.1999999999998,null,null,null,null,null,null,null,2]
[null,"2012-02-13",4,"Hverdag","Vinter",3422.3999999999996,1594.9,null,null,null,null,null,null,null,2]
[null,"2012-02-13",5,"Hverdag","Vinter",3527.9,1625.6,null,null,null,null,null,null,null,2]
[null,"2012-02-13",6,"Hverdag","Vinter",3803.8,1753,null,null,null,null,null,null,null,2]
[null,"2012-02-13",7,"Hverdag","Vinter",4493.2000000000007,2075.6,null,null,null,null,null,null,null,2]
[null,"2012-02-13",8,"Hverdag","Vinter",5241.5,2400.6000000000004,null,null,null,null,null,null,null,2]
[null,"2012-02-13",9,"Hverdag","Vinter",5485,2516,null,null,null,null,null,null,null,2]
[null,"2012-02-13",10,"Hverdag","Vinter",5548.5,2566.1,null,null,null,null,null,null,null,2]
[null,"2012-02-13",11,"Hverdag","Vinter",5588.8,2569.9,null,null,null,null,null,null,null,2]
[null,"2012-02-13",12,"Hverdag","Vinter",5509.9,2526.8000000000002,null,null,null,null,null,null,null,2]
[null,"2012-02-13",13,"Hverdag","Vinter",5343.6,2450.4,null,null,null,null,null,null,null,2]
[null,"2012-02-13",14,"Hverdag","Vinter",5312.1,2411.8000000000002,null,null,null,null,null,null,null,2]
[null,"2012-02-13",15,"Hverdag","Vinter",5189.7999999999993,2404.3999999999996,null,null,null,null,null,null,null,2]
[null,"2012-02-13",16,"Hverdag","Vinter",5011.8999999999996,2394.8999999999996,null,null,null,null,null,null,null,2]
[null,"2012-02-13",17,"Hverdag","Vinter",5050.8999999999996,2542.5,null,null,null,null,null,null,null,2]
[null,"2012-02-13",18,"Hverdag","Vinter",5601.7000000000007,3180.1,null,null,null,null,null,null,null,2]
[null,"2012-02-13",19,"Hverdag","Vinter",5671.8,3299.5,null,null,null,null,null,null,null,2]
[null,"2012-02-13",20,"Hverdag","Vinter",5308.1,3024.4,null,null,null,null,null,null,null,2]
[null,"2012-02-13",21,"Hverdag","Vinter",4958.8,2755.1,null,null,null,null,null,null,null,2]
[null,"2012-02-13",22,"Hverdag","Vinter",4624.7,2502.5,null,null,null,null,null,null,null,2]
[null,"2012-02-13",23,"Hverdag","Vinter",4267.5,2215.1999999999998,null,null,null,null,null,null,null,2]
[null,"2012-02-13",24,"Hverdag","Vinter",3891.7,1909.4,null,null,null,null,null,null,null,2]
[null,"2012-02-14",1,"Hverdag","Vinter",3624.8,1698.6,null,null,null,null,null,null,null,2]
[null,"2012-02-14",2,"Hverdag","Vinter",3484.2,1588.1,null,null,null,null,null,null,null,2]
[null,"2012-02-14",3,"Hverdag","Vinter",3429.2,1541.1,null,null,null,null,null,null,null,2]
[null,"2012-02-14",4,"Hverdag","Vinter",3435,1525.4,null,null,null,null,null,null,null,2]
[null,"2012-02-14",5,"Hverdag","Vinter",3523.4,1544.8,null,null,null,null,null,null,null,2]
[null,"2012-02-14",6,"Hverdag","Vinter",3778.7,1660.7,null,null,null,null,null,null,null,2]
[null,"2012-02-14",7,"Hverdag","Vinter",4436.8,1973.1999999999998,null,null,null,null,null,null,null,2]
[null,"2012-02-14",8,"Hverdag","Vinter",5169.8,2306.9,null,null,null,null,null,null,null,2]
[null,"2012-02-14",9,"Hverdag","Vinter",5400.3,2412.6,null,null,null,null,null,null,null,2]
[null,"2012-02-14",10,"Hverdag","Vinter",5472.6,2479.1000000000004,null,null,null,null,null,null,null,2]
[null,"2012-02-14",11,"Hverdag","Vinter",5560.5,2519.4,null,null,null,null,null,null,null,2]
[null,"2012-02-14",12,"Hverdag","Vinter",5515.9,2497.5,null,null,null,null,null,null,null,2]
[null,"2012-02-14",13,"Hverdag","Vinter",5410.7999999999993,2451.9,null,null,null,null,null,null,null,2]
[null,"2012-02-14",14,"Hverdag","Vinter",5396,2429.6999999999998,null,null,null,null,null,null,null,2]
[null,"2012-02-14",15,"Hverdag","Vinter",5329.6,2437.6999999999998,null,null,null,null,null,null,null,2]
[null,"2012-02-14",16,"Hverdag","Vinter",5153.1000000000004,2451,null,null,null,null,null,null,null,2]
[null,"2012-02-14",17,"Hverdag","Vinter",5167.3,2637.3,null,null,null,null,null,null,null,2]
[null,"2012-02-14",18,"Hverdag","Vinter",5703.7,3258.7,null,null,null,null,null,null,null,2]
[null,"2012-02-14",19,"Hverdag","Vinter",5643.7000000000007,3264.7,null,null,null,null,null,null,null,2]
[null,"2012-02-14",20,"Hverdag","Vinter",5299.4,2995.2,null,null,null,null,null,null,null,2]
[null,"2012-02-14",21,"Hverdag","Vinter",4944.2999999999993,2748.3,null,null,null,null,null,null,null,2]
[null,"2012-02-14",22,"Hverdag","Vinter",4633.1000000000004,2521.1999999999998,null,null,null,null,null,null,null,2]
[null,"2012-02-14",23,"Hverdag","Vinter",4293.3,2244.6000000000004,null,null,null,null,null,null,null,2]
[null,"2012-02-14",24,"Hverdag","Vinter",4012.9,1938.6999999999998,null,null,null,null,null,null,null,2]
[null,"2012-02-15",1,"Hverdag","Vinter",3643.8999999999996,1704,null,null,null,null,null,null,null,2]
[null,"2012-02-15",2,"Hverdag","Vinter",3532.6,1597.1,null,null,null,null,null,null,null,2]
[null,"2012-02-15",3,"Hverdag","Vinter",3486,1556.6,null,null,null,null,null,null,null,2]
[null,"2012-02-15",4,"Hverdag","Vinter",3499.5,1547.1,null,null,null,null,null,null,null,2]
[null,"2012-02-15",5,"Hverdag","Vinter",3579.1,1566.2,null,null,null,null,null,null,null,2]
[null,"2012-02-15",6,"Hverdag","Vinter",3815.6000000000004,1680.3,null,null,null,null,null,null,null,2]
[null,"2012-02-15",7,"Hverdag","Vinter",4406.8999999999996,1981.1999999999998,null,null,null,null,null,null,null,2]
[null,"2012-02-15",8,"Hverdag","Vinter",5101.3999999999996,2287.8000000000002,null,null,null,null,null,null,null,2]
[null,"2012-02-15",9,{"$f":"CHOOSE(WEEKDAY(B1253,2),$N$165,$N$166,$N$167,$N$168,$N$169,$N$170,$N$171)","v":"Hverdag"},{"$f":"IF(AND(O1253>=4,O1253<=9),\"Sommer\",\"Vinter\")","v":"Vinter"},5349.1,2397.1,null,null,null,null,null,null,null,{"$f":"MONTH(B1253)","v":2}]
[null,"2012-02-15",10,"Hverdag","Vinter",5364.6,2422.1,null,null,null,null,null,null,null,2]
[null,"2012-02-15",11,"Hverdag","Vinter",5384.3,2413.8999999999996,null,null,null,null,null,null,null,2]
[null,"2012-02-15",12,"Hverdag","Vinter",5312.7000000000007,2382.5,null,null,null,null,null,null,null,2]
[null,"2012-02-15",13,"Hverdag","Vinter",5159.5,2314.4,null,null,null,null,null,null,null,2]
[null,"2012-02-15",14,"Hverdag","Vinter",5131.1000000000004,2279,null,null,null,null,null,null,null,2]
[null,"2012-02-15",15,"Hverdag","Vinter",5035.5,2267.5,null,null,null,null,null,null,null,2]
[null,"2012-02-15",16,"Hverdag","Vinter",4853.3999999999996,2247.5,null,null,null,null,null,null,null,2]
[null,"2012-02-15",17,"Hverdag","Vinter",4825.5,2354.8000000000002,null,null,null,null,null,null,null,2]
[null,"2012-02-15",18,"Hverdag","Vinter",5358.5,2927.6,null,null,null,null,null,null,null,2]
[null,"2012-02-15",19,"Hverdag","Vinter",5540.2,3153.6000000000004,null,null,null,null,null,null,null,2]
[null,"2012-02-15",20,"Hverdag","Vinter",5202.5,2900.5,null,null,null,null,null,null,null,2]
[null,"2012-02-15",21,"Hverdag","Vinter",4855.8999999999996,2656.5,null,null,null,null,null,null,null,2]
[null,"2012-02-15",22,"Hverdag","Vinter",4557.5,2431.8000000000002,null,null,null,null,null,null,null,2]
[null,"2012-02-15",23,"Hverdag","Vinter",4196.8,2159,null,null,null,null,null,null,null,2]
[null,"2012-02-15",24,"Hverdag","Vinter",3826.8,1857.6,null,null,null,null,null,null,null,2]
[null,"2012-02-16",1,"Hverdag","Vinter",3560.5,1644.7,null,null,null,null,null,null,null,2]
[null,"2012-02-16",2,"Hverdag","Vinter",3420.5,1544.1,null,null,null,null,null,null,null,2]
[null,"2012-02-16",3,"Hverdag","Vinter",3387.8,1509.4,null,null,null,null,null,null,null,2]
[null,"2012-02-16",4,"Hverdag","Vinter",3411.6,1511,null,null,null,null,null,null,null,2]
[null,"2012-02-16",5,"Hverdag","Vinter",3522.9,1536.2,null,null,null,null,null,null,null,2]
[null,"2012-02-16",6,"Hverdag","Vinter",3783.3,1651.9,null,null,null,null,null,null,null,2]
[null,"2012-02-16",7,"Hverdag","Vinter",4420.3999999999996,1961.8000000000002,null,null,null,null,null,null,null,2]
[null,"2012-02-16",8,"Hverdag","Vinter",5112.3,2268.4,null,null,null,null,null,null,null,2]
[null,"2012-02-16",9,"Hverdag","Vinter",5367.3,2390,null,null,null,null,null,null,null,2]
[null,"2012-02-16",10,"Hverdag","Vinter",5434.8,2450.8999999999996,null,null,null,null,null,null,null,2]
[null,"2012-02-16",11,"Hverdag","Vinter",5501.8,2480.1000000000004,null,null,null,null,null,null,null,2]
[null,"2012-02-16",12,"Hverdag","Vinter",5468.9,2468.6000000000004,null,null,null,null,null,null,null,2]
[null,"2012-02-16",13,"Hverdag","Vinter",5378.8,2425.3000000000002,null,null,null,null,null,null,null,2]
[null,"2012-02-16",14,"Hverdag","Vinter",5387.2999999999993,2409.9,null,null,null,null,null,null,null,2]
[null,"2012-02-16",15,"Hverdag","Vinter",5316.9,2422.6999999999998,null,null,null,null,null,null,null,2]
[null,"2012-02-16",16,"Hverdag","Vinter",5175.5,2441.5,null,null,null,null,null,null,null,2]
[null,"2012-02-16",17,"Hverdag","Vinter",5190,2611.4,null,null,null,null,null,null,null,2]
[null,"2012-02-16",18,"Hverdag","Vinter",5652.1,3160.9,null,null,null,null,null,null,null,2]
[null,"2012-02-16",19,"Hverdag","Vinter",5617.3,3199.3999999999996,null,null,null,null,null,null,null,2]
[null,"2012-02-16",20,"Hverdag","Vinter",5250.2,2922.4,null,null,null,null,null,null,null,2]
[null,"2012-02-16",21,"Hverdag","Vinter",4870.6000000000004,2656.3,null,null,null,null,null,null,null,2]
[null,"2012-02-16",22,"Hverdag","Vinter",4530.8999999999996,2436.4,null,null,null,null,null,null,null,2]
[null,"2012-02-16",23,"Hverdag","Vinter",4166.6000000000004,2151.3000000000002,null,null,null,null,null,null,null,2]
[null,"2012-02-16",24,"Hverdag","Vinter",3771.8,1841.4,null,null,null,null,null,null,null,2]
[null,"2012-02-17",1,"Hverdag","Vinter",3490.6,1657.5,null,null,null,null,null,null,null,2]
[null,"2012-02-17",2,"Hverdag","Vinter",3348.1,1536.6,null,null,null,null,null,null,null,2]
[null,"2012-02-17",3,"Hverdag","Vinter",3287.9,1476,null,null,null,null,null,null,null,2]
[null,"2012-02-17",4,"Hverdag","Vinter",3297.6,1465.6999999999998,null,null,null,null,null,null,null,2]
[null,"2012-02-17",5,"Hverdag","Vinter",3366.7,1473.4,null,null,null,null,null,null,null,2]
[null,"2012-02-17",6,"Hverdag","Vinter",3615.7,1590.6999999999998,null,null,null,null,null,null,null,2]
[null,"2012-02-17",7,"Hverdag","Vinter",4258.3,1882.6999999999998,null,null,null,null,null,null,null,2]
[null,"2012-02-17",8,"Hverdag","Vinter",4919.7000000000007,2174.9,null,null,null,null,null,null,null,2]
[null,"2012-02-17",9,"Hverdag","Vinter",5174.3999999999996,2312.8999999999996,null,null,null,null,null,null,null,2]
[null,"2012-02-17",10,"Hverdag","Vinter",5234.3,2372.6,null,null,null,null,null,null,null,2]
[null,"2012-02-17",11,"Hverdag","Vinter",5257.5,2386.6000000000004,null,null,null,null,null,null,null,2]
[null,"2012-02-17",12,"Hverdag","Vinter",5156,2346.5,null,null,null,null,null,null,null,2]
[null,"2012-02-17",13,"Hverdag","Vinter",4976.2,2261.1,null,null,null,null,null,null,null,2]
[null,"2012-02-17",14,"Hverdag","Vinter",4835.3999999999996,2206.6,null,null,null,null,null,null,null,2]
[null,"2012-02-17",15,"Hverdag","Vinter",4621.3999999999996,2183,null,null,null,null,null,null,null,2]
[null,"2012-02-17",16,"Hverdag","Vinter",4447.8,2158.1999999999998,null,null,null,null,null,null,null,2]
[null,"2012-02-17",17,"Hverdag","Vinter",4506.8,2291,null,null,null,null,null,null,null,2]
[null,"2012-02-17",18,"Hverdag","Vinter",5055.5,2861.1,null,null,null,null,null,null,null,2]
[null,"2012-02-17",19,"Hverdag","Vinter",5227.1000000000004,3079.1000000000004,null,null,null,null,null,null,null,2]
[null,"2012-02-17",20,"Hverdag","Vinter",4833.3999999999996,2776.8,null,null,null,null,null,null,null,2]
[null,"2012-02-17",21,"Hverdag","Vinter",4422,2483.4,null,null,null,null,null,null,null,2]
[null,"2012-02-17",22,"Hverdag","Vinter",4140.8999999999996,2293.1000000000004,null,null,null,null,null,null,null,2]
[null,"2012-02-17",23,"Hverdag","Vinter",3870.2000000000003,2084.1999999999998,null,null,null,null,null,null,null,2]
[null,"2012-02-17",24,"Hverdag","Vinter",3588.7,1853.8000000000002,null,null,null,null,null,null,null,2]
[null,"2012-02-18",1,{"$f":"CHOOSE(WEEKDAY(B1317,2),$N$165,$N$166,$N$167,$N$168,$N$169,$N$170,$N$171)","v":"Weekend"},{"$f":"IF(AND(O1317>=4,O1317<=9),\"Sommer\",\"Vinter\")","v":"Vinter"},3346,1645.3,null,null,null,null,null,null,null,{"$f":"MONTH(B1317)","v":2}]
[null,"2012-02-18",2,"Weekend","Vinter",3166.2,1508.4,null,null,null,null,null,null,null,2]
[null,"2012-02-18",3,"Weekend","Vinter",3085.5,1432.1999999999998,null,null,null,null,null,null,null,2]
[null,"2012-02-18",4,"Weekend","Vinter",3061.1000000000004,1408.2,null,null,null,null,null,null,null,2]
[null,"2012-02-18",5,"Weekend","Vinter",3074.3,1407.1,null,null,null,null,null,null,null,2]
[null,"2012-02-18",6,"Weekend","Vinter",3161.1000000000004,1448.9,null,null,null,null,null,null,null,2]
[null,"2012-02-18",7,"Weekend","Vinter",3369.1,1572.5,null,null,null,null,null,null,null,2]
[null,"2012-02-18",8,"Weekend","Vinter",3673.8,1788,null,null,null,null,null,null,null,2]
[null,"2012-02-18",9,"Weekend","Vinter",4000.8,2064.6999999999998,null,null,null,null,null,null,null,2]
[null,"2012-02-18",10,"Weekend","Vinter",4287.2000000000007,2321.5,null,null,null,null,null,null,null,2]
[null,"2012-02-18",11,"Weekend","Vinter",4444.8999999999996,2454.1000000000004,null,null,null,null,null,null,null,2]
[null,"2012-02-18",12,"Weekend","Vinter",4471.6000000000004,2482.3000000000002,null,null,null,null,null,null,null,2]
[null,"2012-02-18",13,"Weekend","Vinter",4418.8999999999996,2449.6000000000004,null,null,null,null,null,null,null,2]
[null,"2012-02-18",14,"Weekend","Vinter",4381.7,2417,null,null,null,null,null,null,null,2]
[null,"2012-02-18",15,"Weekend","Vinter",4336.3,2400,null,null,null,null,null,null,null,2]
[null,"2012-02-18",16,"Weekend","Vinter",4319.1000000000004,2405.1999999999998,null,null,null,null,null,null,null,2]
[null,"2012-02-18",17,"Weekend","Vinter",4418.8,2549,null,null,null,null,null,null,null,2]
[null,"2012-02-18",18,"Weekend","Vinter",4854.6000000000004,3034.2,null,null,null,null,null,null,null,2]
[null,"2012-02-18",19,"Weekend","Vinter",4878.5,3109.8999999999996,null,null,null,null,null,null,null,2]
[null,"2012-02-18",20,"Weekend","Vinter",4484.2000000000007,2776.2,null,null,null,null,null,null,null,2]
[null,"2012-02-18",21,"Weekend","Vinter",4168,2510.9,null,null,null,null,null,null,null,2]
[null,"2012-02-18",22,"Weekend","Vinter",3912.3,2306,null,null,null,null,null,null,null,2]
[null,"2012-02-18",23,"Weekend","Vinter",3691.6000000000004,2111.3000000000002,null,null,null,null,null,null,null,2]
[null,"2012-02-18",24,"Weekend","Vinter",3464.3,1903.5,null,null,null,null,null,null,null,2]
[null,"2012-02-19",1,"Weekend","Vinter",3268.7,1704.1,null,null,null,null,null,null,null,2]
[null,"2012-02-19",2,"Weekend","Vinter",3096.1000000000004,1548.2,null,null,null,null,null,null,null,2]
[null,"2012-02-19",3,"Weekend","Vinter",3017.5,1464.2,null,null,null,null,null,null,null,2]
[null,"2012-02-19",4,"Weekend","Vinter",2990.5,1429.3000000000002,null,null,null,null,null,null,null,2]
[null,"2012-02-19",5,"Weekend","Vinter",3001.5,1423.5,null,null,null,null,null,null,null,2]
[null,"2012-02-19",6,"Weekend","Vinter",3089.3,1457.1,null,null,null,null,null,null,null,2]
[null,"2012-02-19",7,"Weekend","Vinter",3258,1545.9,null,null,null,null,null,null,null,2]
[null,"2012-02-19",8,"Weekend","Vinter",3455.8,1696.7,null,null,null,null,null,null,null,2]
[null,"2012-02-19",9,"Weekend","Vinter",3746,1966.6999999999998,null,null,null,null,null,null,null,2]
[null,"2012-02-19",10,"Weekend","Vinter",3912.9,2189.1999999999998,null,null,null,null,null,null,null,2]
[null,"2012-02-19",11,"Weekend","Vinter",4008.7999999999997,2283.6,null,null,null,null,null,null,null,2]
[null,"2012-02-19",12,"Weekend","Vinter",4059.3999999999996,2327.3000000000002,null,null,null,null,null,null,null,2]
[null,"2012-02-19",13,"Weekend","Vinter",4045,2294.1,null,null,null,null,null,null,null,2]
[null,"2012-02-19",14,"Weekend","Vinter",4003,2229.6,null,null,null,null,null,null,null,2]
[null,"2012-02-19",15,"Weekend","Vinter",3918.1000000000004,2171.6999999999998,null,null,null,null,null,null,null,2]
[null,"2012-02-19",16,"Weekend","Vinter",3879.7,2136,null,null,null,null,null,null,null,2]
[null,"2012-02-19",17,"Weekend","Vinter",3997.7,2266.3000000000002,null,null,null,null,null,null,null,2]
[null,"2012-02-19",18,"Weekend","Vinter",4538.5,2818.2,null,null,null,null,null,null,null,2]
[null,"2012-02-19",19,"Weekend","Vinter",4910,3152,null,null,null,null,null,null,null,2]
[null,"2012-02-19",20,"Weekend","Vinter",4654.6000000000004,2899.5,null,null,null,null,null,null,null,2]
[null,"2012-02-19",21,"Weekend","Vinter",4346.1000000000004,2613.9,null,null,null,null,null,null,null,2]
[null,"2012-02-19",22,"Weekend","Vinter",4099.8,2387.8999999999996,null,null,null,null,null,null,null,2]
[null,"2012-02-19",23,"Weekend","Vinter",3795.2,2089,null,null,null,null,null,null,null,2]
[null,"2012-02-19",24,"Weekend","Vinter",3502,1781.6999999999998,null,null,null,null,null,null,null,2]
[null,"2012-02-20",1,"Hverdag","Vinter",3289.3,1571,null,null,null,null,null,null,null,2]
[null,"2012-02-20",2,"Hverdag","Vinter",3170.1000000000004,1463.3,null,null,null,null,null,null,null,2]
[null,"2012-02-20",3,"Hverdag","Vinter",3119.2,1423,null,null,null,null,null,null,null,2]
[null,"2012-02-20",4,"Hverdag","Vinter",3155,1412.8000000000002,null,null,null,null,null,null,null,2]
[null,"2012-02-20",5,"Hverdag","Vinter",3245.9,1439.9,null,null,null,null,null,null,null,2]
[null,"2012-02-20",6,"Hverdag","Vinter",3590.4,1568,null,null,null,null,null,null,null,2]
[null,"2012-02-20",7,"Hverdag","Vinter",4314.7,1938.4,null,null,null,null,null,null,null,2]
[null,"2012-02-20",8,"Hverdag","Vinter",5061.8999999999996,2236.6000000000004,null,null,null,null,null,null,null,2]
[null,"2012-02-20",9,"Hverdag","Vinter",5232.1000000000004,2279.1,null,null,null,null,null,null,null,2]
[null,"2012-02-20",10,"Hverdag","Vinter",5244.7000000000007,2291.4,null,null,null,null,null,null,null,2]
[null,"2012-02-20",11,"Hverdag","Vinter",5283.7,2285.9,null,null,null,null,null,null,null,2]
[null,"2012-02-20",12,"Hverdag","Vinter",5231.3999999999996,2256.8000000000002,null,null,null,null,null,null,null,2]
[null,"2012-02-20",13,"Hverdag","Vinter",5117.8999999999996,2223.4,null,null,null,null,null,null,null,2]
[null,"2012-02-20",14,"Hverdag","Vinter",5117.6000000000004,2222.1,null,null,null,null,null,null,null,2]
[null,"2012-02-20",15,"Hverdag","Vinter",5022.7,2239.6,null,null,null,null,null,null,null,2]
[null,"2012-02-20",16,"Hverdag","Vinter",4888.1000000000004,2267.1,null,null,null,null,null,null,null,2]
[null,"2012-02-20",17,{"$f":"CHOOSE(WEEKDAY(B1381,2),$N$165,$N$166,$N$167,$N$168,$N$169,$N$170,$N$171)","v":"Hverdag"},{"$f":"IF(AND(O1381>=4,O1381<=9),\"Sommer\",\"Vinter\")","v":"Vinter"},4936.3999999999996,2447,null,null,null,null,null,null,null,{"$f":"MONTH(B1381)","v":2}]
[null,"2012-02-20",18,"Hverdag","Vinter",5443.3,3051.4,null,null,null,null,null,null,null,2]
[null,"2012-02-20",19,"Hverdag","Vinter",5559.9,3218.6000000000004,null,null,null,null,null,null,null,2]
[null,"2012-02-20",20,"Hverdag","Vinter",5222.3,2961.7,null,null,null,null,null,null,null,2]
[null,"2012-02-20",21,"Hverdag","Vinter",4881.7,2704.6,null,null,null,null,null,null,null,2]
[null,"2012-02-20",22,"Hverdag","Vinter",4556.8999999999996,2459.4,null,null,null,null,null,null,null,2]
[null,"2012-02-20",23,"Hverdag","Vinter",4210.3999999999996,2155.8000000000002,null,null,null,null,null,null,null,2]
[null,"2012-02-20",24,"Hverdag","Vinter",3849.2,1846.6,null,null,null,null,null,null,null,2]
[null,"2012-02-21",1,"Hverdag","Vinter",3570.8,1630.5,null,null,null,null,null,null,null,2]
[null,"2012-02-21",2,"Hverdag","Vinter",3420,1518,null,null,null,null,null,null,null,2]
[null,"2012-02-21",3,"Hverdag","Vinter",3350,1468.8,null,null,null,null,null,null,null,2]
[null,"2012-02-21",4,"Hverdag","Vinter",3335.3999999999996,1448.6,null,null,null,null,null,null,null,2]
[null,"2012-02-21",5,"Hverdag","Vinter",3399.8,1461,null,null,null,null,null,null,null,2]
[null,"2012-02-21",6,"Hverdag","Vinter",3648.7000000000003,1573.1,null,null,null,null,null,null,null,2]
[null,"2012-02-21",7,"Hverdag","Vinter",4330.5,1925.9,null,null,null,null,null,null,null,2]
[null,"2012-02-21",8,"Hverdag","Vinter",5074.8999999999996,2231.6999999999998,null,null,null,null,null,null,null,2]
[null,"2012-02-21",9,"Hverdag","Vinter",5292.9,2287.3000000000002,null,null,null,null,null,null,null,2]
[null,"2012-02-21",10,"Hverdag","Vinter",5326.7,2310.4,null,null,null,null,null,null,null,2]
[null,"2012-02-21",11,"Hverdag","Vinter",5366.2000000000007,2329.6000000000004,null,null,null,null,null,null,null,2]
[null,"2012-02-21",12,"Hverdag","Vinter",5330.6,2314.3000000000002,null,null,null,null,null,null,null,2]
[null,"2012-02-21",13,"Hverdag","Vinter",5189.2,2253.5,null,null,null,null,null,null,null,2]
[null,"2012-02-21",14,"Hverdag","Vinter",5162.5,2217.6000000000004,null,null,null,null,null,null,null,2]
[null,"2012-02-21",15,"Hverdag","Vinter",5046.8999999999996,2204.9,null,null,null,null,null,null,null,2]
[null,"2012-02-21",16,"Hverdag","Vinter",4853.7,2207.9,null,null,null,null,null,null,null,2]
[null,"2012-02-21",17,"Hverdag","Vinter",4834.2,2341.3000000000002,null,null,null,null,null,null,null,2]
[null,"2012-02-21",18,"Hverdag","Vinter",5317.2999999999993,2886.9,null,null,null,null,null,null,null,2]
[null,"2012-02-21",19,"Hverdag","Vinter",5478.5,3091.8,null,null,null,null,null,null,null,2]
[null,"2012-02-21",20,"Hverdag","Vinter",5134.8999999999996,2833.8,null,null,null,null,null,null,null,2]
[null,"2012-02-21",21,"Hverdag","Vinter",4762.7,2574.1000000000004,null,null,null,null,null,null,null,2]
[null,"2012-02-21",22,"Hverdag","Vinter",4429.7,2324,null,null,null,null,null,null,null,2]
[null,"2012-02-21",23,"Hverdag","Vinter",4046.6000000000004,2026.6,null,null,null,null,null,null,null,2]
[null,"2012-02-21",24,"Hverdag","Vinter",3633.1000000000004,1701.4,null,null,null,null,null,null,null,2]
[null,"2012-02-22",1,"Hverdag","Vinter",3363.5,1482.9,null,null,null,null,null,null,null,2]
[null,"2012-02-22",2,"Hverdag","Vinter",3211.2,1374.6,null,null,null,null,null,null,null,2]
[null,"2012-02-22",3,"Hverdag","Vinter",3167.2,1338.9,null,null,null,null,null,null,null,2]
[null,"2012-02-22",4,"Hverdag","Vinter",3176.9,1331.4,null,null,null,null,null,null,null,2]
[null,"2012-02-22",5,"Hverdag","Vinter",3258,1356.8000000000002,null,null,null,null,null,null,null,2]
[null,"2012-02-22",6,"Hverdag","Vinter",3544.4,1485.3000000000002,null,null,null,null,null,null,null,2]
[null,"2012-02-22",7,"Hverdag","Vinter",4259.6000000000004,1849.6,null,null,null,null,null,null,null,2]
[null,"2012-02-22",8,"Hverdag","Vinter",4993.2000000000007,2172.5,null,null,null,null,null,null,null,2]
[null,"2012-02-22",9,"Hverdag","Vinter",5205.1000000000004,2237.4,null,null,null,null,null,null,null,2]
[null,"2012-02-22",10,"Hverdag","Vinter",5272.8,2286.6,null,null,null,null,null,null,null,2]
[null,"2012-02-22",11,"Hverdag","Vinter",5368.2,2324.3000000000002,null,null,null,null,null,null,null,2]
[null,"2012-02-22",12,"Hverdag","Vinter",5341.9,2334.6999999999998,null,null,null,null,null,null,null,2]
[null,"2012-02-22",13,"Hverdag","Vinter",5251.4,2306.8000000000002,null,null,null,null,null,null,null,2]
[null,"2012-02-22",14,"Hverdag","Vinter",5269.4,2307.5,null,null,null,null,null,null,null,2]
[null,"2012-02-22",15,"Hverdag","Vinter",5203.3999999999996,2332.9,null,null,null,null,null,null,null,2]
[null,"2012-02-22",16,"Hverdag","Vinter",5036.2999999999993,2357.3000000000002,null,null,null,null,null,null,null,2]
[null,"2012-02-22",17,"Hverdag","Vinter",5069.3999999999996,2535.8000000000002,null,null,null,null,null,null,null,2]
[null,"2012-02-22",18,"Hverdag","Vinter",5515.5,3094.2,null,null,null,null,null,null,null,2]
[null,"2012-02-22",19,"Hverdag","Vinter",5541.9,3172.4,null,null,null,null,null,null,null,2]
[null,"2012-02-22",20,"Hverdag","Vinter",5207.3,2911.4,null,null,null,null,null,null,null,2]
[null,"2012-02-22",21,"Hverdag","Vinter",4878.2000000000007,2657.6000000000004,null,null,null,null,null,null,null,2]
[null,"2012-02-22",22,"Hverdag","Vinter",4574.3999999999996,2423.4,null,null,null,null,null,null,null,2]
[null,"2012-02-22",23,"Hverdag","Vinter",4210.8999999999996,2128.8000000000002,null,null,null,null,null,null,null,2]
[null,"2012-02-22",24,"Hverdag","Vinter",3806.3,1800.8,null,null,null,null,null,null,null,2]
[null,"2012-02-23",1,"Hverdag","Vinter",3527.3999999999996,1569.6999999999998,null,null,null,null,null,null,null,2]
[null,"2012-02-23",2,"Hverdag","Vinter",3377.7,1451.7,null,null,null,null,null,null,null,2]
[null,"2012-02-23",3,"Hverdag","Vinter",3297.2,1392.7,null,null,null,null,null,null,null,2]
[null,"2012-02-23",4,"Hverdag","Vinter",3288.7,1368.9,null,null,null,null,null,null,null,2]
[null,"2012-02-23",5,"Hverdag","Vinter",3350.8,1380.5,null,null,null,null,null,null,null,2]
[null,"2012-02-23",6,"Hverdag","Vinter",3609.7,1501.7,null,null,null,null,null,null,null,2]
[null,"2012-02-23",7,"Hverdag","Vinter",4285.7000000000007,1868.8999999999999,null,null,null,null,null,null,null,2]
[null,"2012-02-23",8,"Hverdag","Vinter",4959.6000000000004,2145.8000000000002,null,null,null,null,null,null,null,2]
[null,"2012-02-23",9,{"$f":"CHOOSE(WEEKDAY(B1445,2),$N$165,$N$166,$N$167,$N$168,$N$169,$N$170,$N$171)","v":"Hverdag"},{"$f":"IF(AND(O1445>=4,O1445<=9),\"Sommer\",\"Vinter\")","v":"Vinter"},5166,2221.5,null,null,null,null,null,null,null,{"$f":"MONTH(B1445)","v":2}]
[null,"2012-02-23",10,"Hverdag","Vinter",5160,2224.6,null,null,null,null,null,null,null,2]
[null,"2012-02-23",11,"Hverdag","Vinter",5173.7,2216.1999999999998,null,null,null,null,null,null,null,2]
[null,"2012-02-23",12,"Hverdag","Vinter",5113.6000000000004,2185.5,null,null,null,null,null,null,null,2]
[null,"2012-02-23",13,"Hverdag","Vinter",4972.3999999999996,2120.1999999999998,null,null,null,null,null,null,null,2]
[null,"2012-02-23",14,"Hverdag","Vinter",4946.6000000000004,2096.3999999999996,null,null,null,null,null,null,null,2]
[null,"2012-02-23",15,"Hverdag","Vinter",4833.7000000000007,2099.6999999999998,null,null,null,null,null,null,null,2]
[null,"2012-02-23",16,"Hverdag","Vinter",4685.3999999999996,2117.9,null,null,null,null,null,null,null,2]
[null,"2012-02-23",17,"Hverdag","Vinter",4686.8999999999996,2251.1999999999998,null,null,null,null,null,null,null,2]
[null,"2012-02-23",18,"Hverdag","Vinter",5182.3,2783.6,null,null,null,null,null,null,null,2]
[null,"2012-02-23",19,"Hverdag","Vinter",5373.9,3007.5,null,null,null,null,null,null,null,2]
[null,"2012-02-23",20,"Hverdag","Vinter",5065,2770.9,null,null,null,null,null,null,null,2]
[null,"2012-02-23",21,"Hverdag","Vinter",4674.8999999999996,2518.1999999999998,null,null,null,null,null,null,null,2]
[null,"2012-02-23",22,"Hverdag","Vinter",4357.6000000000004,2295.6,null,null,null,null,null,null,null,2]
[null,"2012-02-23",23,"Hverdag","Vinter",3982.7,2012.4,null,null,null,null,null,null,null,2]
[null,"2012-02-23",24,"Hverdag","Vinter",3619.3,1697.3,null,null,null,null,null,null,null,2]
[null,"2012-02-24",1,"Hverdag","Vinter",3367,1469.9,null,null,null,null,null,null,null,2]
[null,"2012-02-24",2,"Hverdag","Vinter",3213.2,1362.1,null,null,null,null,null,null,null,2]
[null,"2012-02-24",3,"Hverdag","Vinter",3154.8,1310.5999999999999,null,null,null,null,null,null,null,2]
[null,"2012-02-24",4,"Hverdag","Vinter",3142.8,1294.0999999999999,null,null,null,null,null,null,null,2]
[null,"2012-02-24",5,"Hverdag","Vinter",3197.7,1310.3,null,null,null,null,null,null,null,2]
[null,"2012-02-24",6,"Hverdag","Vinter",3449.8,1426,null,null,null,null,null,null,null,2]
[null,"2012-02-24",7,"Hverdag","Vinter",4122.6000000000004,1777.6,null,null,null,null,null,null,null,2]
[null,"2012-02-24",8,"Hverdag","Vinter",4797.8,2056.3000000000002,null,null,null,null,null,null,null,2]
[null,"2012-02-24",9,"Hverdag","Vinter",5034.5,2148,null,null,null,null,null,null,null,2]
[null,"2012-02-24",10,"Hverdag","Vinter",5050.1000000000004,2187.8000000000002,null,null,null,null,null,null,null,2]
[null,"2012-02-24",11,"Hverdag","Vinter",5107.8999999999996,2202.8000000000002,null,null,null,null,null,null,null,2]
[null,"2012-02-24",12,"Hverdag","Vinter",5039.5,2195.1000000000004,null,null,null,null,null,null,null,2]
[null,"2012-02-24",13,"Hverdag","Vinter",4864.1000000000004,2154,null,null,null,null,null,null,null,2]
[null,"2012-02-24",14,"Hverdag","Vinter",4751.8999999999996,2140.8000000000002,null,null,null,null,null,null,null,2]
[null,"2012-02-24",15,"Hverdag","Vinter",4597.1000000000004,2145,null,null,null,null,null,null,null,2]
[null,"2012-02-24",16,"Hverdag","Vinter",4455.1000000000004,2157.3000000000002,null,null,null,null,null,null,null,2]
[null,"2012-02-24",17,"Hverdag","Vinter",4491.3,2293.1999999999998,null,null,null,null,null,null,null,2]
[null,"2012-02-24",18,"Hverdag","Vinter",4844.5,2723.5,null,null,null,null,null,null,null,2]
[null,"2012-02-24",19,"Hverdag","Vinter",5128.5,3033.7,null,null,null,null,null,null,null,2]
[null,"2012-02-24",20,"Hverdag","Vinter",4782,2777.2,null,null,null,null,null,null,null,2]
[null,"2012-02-24",21,"Hverdag","Vinter",4403.2,2485.3000000000002,null,null,null,null,null,null,null,2]
[null,"2012-02-24",22,"Hverdag","Vinter",4122.7,2287.4,null,null,null,null,null,null,null,2]
[null,"2012-02-24",23,"Hverdag","Vinter",3849.1000000000004,2074.1,null,null,null,null,null,null,null,2]
[null,"2012-02-24",24,"Hverdag","Vinter",3585.3,1847.7,null,null,null,null,null,null,null,2]
[null,"2012-02-25",1,"Weekend","Vinter",3336.2,1646.1999999999998,null,null,null,null,null,null,null,2]
[null,"2012-02-25",2,"Weekend","Vinter",3178.4,1501.6999999999998,null,null,null,null,null,null,null,2]
[null,"2012-02-25",3,"Weekend","Vinter",3100.6000000000004,1428.2,null,null,null,null,null,null,null,2]
[null,"2012-02-25",4,"Weekend","Vinter",3079.6000000000004,1396.1999999999998,null,null,null,null,null,null,null,2]
[null,"2012-02-25",5,"Weekend","Vinter",3086.7,1390.6,null,null,null,null,null,null,null,2]
[null,"2012-02-25",6,"Weekend","Vinter",3154.6000000000004,1426.5,null,null,null,null,null,null,null,2]
[null,"2012-02-25",7,"Weekend","Vinter",3354.2,1540.1999999999998,null,null,null,null,null,null,null,2]
[null,"2012-02-25",8,"Weekend","Vinter",3601.1,1714.3,null,null,null,null,null,null,null,2]
[null,"2012-02-25",9,"Weekend","Vinter",3933.6,2010.5,null,null,null,null,null,null,null,2]
[null,"2012-02-25",10,"Weekend","Vinter",4138.2,2220.6999999999998,null,null,null,null,null,null,null,2]
[null,"2012-02-25",11,"Weekend","Vinter",4232.1000000000004,2299.4,null,null,null,null,null,null,null,2]
[null,"2012-02-25",12,"Weekend","Vinter",4202.7,2296,null,null,null,null,null,null,null,2]
[null,"2012-02-25",13,"Weekend","Vinter",4129.1000000000004,2239.6,null,null,null,null,null,null,null,2]
[null,"2012-02-25",14,"Weekend","Vinter",4046.6,2175.9,null,null,null,null,null,null,null,2]
[null,"2012-02-25",15,"Weekend","Vinter",3975.5,2141.6999999999998,null,null,null,null,null,null,null,2]
[null,"2012-02-25",16,"Weekend","Vinter",3930.5,2131.3000000000002,null,null,null,null,null,null,null,2]
[null,"2012-02-25",17,"Weekend","Vinter",4020.1000000000004,2234,null,null,null,null,null,null,null,2]
[null,"2012-02-25",18,"Weekend","Vinter",4468.6000000000004,2683.3,null,null,null,null,null,null,null,2]
[null,"2012-02-25",19,"Weekend","Vinter",4768.8,2974.9,null,null,null,null,null,null,null,2]
[null,"2012-02-25",20,"Weekend","Vinter",4414.8999999999996,2682.9,null,null,null,null,null,null,null,2]
[null,"2012-02-25",21,"Weekend","Vinter",4078.2,2415.8000000000002,null,null,null,null,null,null,null,2]
[null,"2012-02-25",22,"Weekend","Vinter",3839.1,2206.4,null,null,null,null,null,null,null,2]
[null,"2012-02-25",23,"Weekend","Vinter",3618.6000000000004,2028.7,null,null,null,null,null,null,null,2]
[null,"2012-02-25",24,"Weekend","Vinter",3355.5,1813.7,null,null,null,null,null,null,null,2]
[null,"2012-02-26",1,{"$f":"CHOOSE(WEEKDAY(B1509,2),$N$165,$N$166,$N$167,$N$168,$N$169,$N$170,$N$171)","v":"Weekend"},{"$f":"IF(AND(O1509>=4,O1509<=9),\"Sommer\",\"Vinter\")","v":"Vinter"},3139.7,1611.9,null,null,null,null,null,null,null,{"$f":"MONTH(B1509)","v":2}]
[null,"2012-02-26",2,"Weekend","Vinter",2954.5,1470.6999999999998,null,null,null,null,null,null,null,2]
[null,"2012-02-26",3,"Weekend","Vinter",2877.1000000000004,1390.7,null,null,null,null,null,null,null,2]
[null,"2012-02-26",4,"Weekend","Vinter",2852.2,1363.1,null,null,null,null,null,null,null,2]
[null,"2012-02-26",5,"Weekend","Vinter",2888.6,1363.4,null,null,null,null,null,null,null,2]
[null,"2012-02-26",6,"Weekend","Vinter",3005.7,1403,null,null,null,null,null,null,null,2]
[null,"2012-02-26",7,"Weekend","Vinter",3144.2,1506,null,null,null,null,null,null,null,2]
[null,"2012-02-26",8,"Weekend","Vinter",3331,1641.3000000000002,null,null,null,null,null,null,null,2]
[null,"2012-02-26",9,"Weekend","Vinter",3674.8999999999996,1930,null,null,null,null,null,null,null,2]
[null,"2012-02-26",10,"Weekend","Vinter",3842.3,2100.3000000000002,null,null,null,null,null,null,null,2]
[null,"2012-02-26",11,"Weekend","Vinter",3901.6000000000004,2129.6999999999998,null,null,null,null,null,null,null,2]
[null,"2012-02-26",12,"Weekend","Vinter",3905,2117.1999999999998,null,null,null,null,null,null,null,2]
[null,"2012-02-26",13,"Weekend","Vinter",3832.1,2047,null,null,null,null,null,null,null,2]
[null,"2012-02-26",14,"Weekend","Vinter",3753.9,1982.8000000000002,null,null,null,null,null,null,null,2]
[null,"2012-02-26",15,"Weekend","Vinter",3693.1000000000004,1949.8999999999999,null,null,null,null,null,null,null,2]
[null,"2012-02-26",16,"Weekend","Vinter",3674.5,1934.8000000000002,null,null,null,null,null,null,null,2]
[null,"2012-02-26",17,"Weekend","Vinter",3796.6,2074.6999999999998,null,null,null,null,null,null,null,2]
[null,"2012-02-26",18,"Weekend","Vinter",4286,2569.1999999999998,null,null,null,null,null,null,null,2]
[null,"2012-02-26",19,"Weekend","Vinter",4770.5,2999.5,null,null,null,null,null,null,null,2]
[null,"2012-02-26",20,"Weekend","Vinter",4540.8999999999996,2785.3999999999996,null,null,null,null,null,null,null,2]
[null,"2012-02-26",21,"Weekend","Vinter",4224.3999999999996,2491,null,null,null,null,null,null,null,2]
[null,"2012-02-26",22,"Weekend","Vinter",3974,2252.5,null,null,null,null,null,null,null,2]
[null,"2012-02-26",23,"Weekend","Vinter",3668.2,1943.8,null,null,null,null,null,null,null,2]
[null,"2012-02-26",24,"Weekend","Vinter",3381.1,1640.6,null,null,null,null,null,null,null,2]
[null,"2012-02-27",1,"Hverdag","Vinter",3209,1448.4,null,null,null,null,null,null,null,2]
[null,"2012-02-27",2,"Hverdag","Vinter",3107.8999999999996,1358.6,null,null,null,null,null,null,null,2]
[null,"2012-02-27",3,"Hverdag","Vinter",3072.7,1327,null,null,null,null,null,null,null,2]
[null,"2012-02-27",4,"Hverdag","Vinter",3084.9,1320.9,null,null,null,null,null,null,null,2]
[null,"2012-02-27",5,"Hverdag","Vinter",3141,1347.6,null,null,null,null,null,null,null,2]
[null,"2012-02-27",6,"Hverdag","Vinter",3478.1000000000004,1489.2,null,null,null,null,null,null,null,2]
[null,"2012-02-27",7,"Hverdag","Vinter",4256,1883.1000000000001,null,null,null,null,null,null,null,2]
[null,"2012-02-27",8,"Hverdag","Vinter",4942.5,2158.9,null,null,null,null,null,null,null,2]
[null,"2012-02-27",9,"Hverdag","Vinter",5199.7999999999993,2220.1999999999998,null,null,null,null,null,null,null,2]
[null,"2012-02-27",10,"Hverdag","Vinter",5273.1,2247.1000000000004,null,null,null,null,null,null,null,2]
[null,"2012-02-27",11,"Hverdag","Vinter",5359.6,2273.3000000000002,null,null,null,null,null,null,null,2]
[null,"2012-02-27",12,"Hverdag","Vinter",5344,2277.3999999999996,null,null,null,null,null,null,null,2]
[null,"2012-02-27",13,"Hverdag","Vinter",5259.2000000000007,2246.1,null,null,null,null,null,null,null,2]
[null,"2012-02-27",14,"Hverdag","Vinter",5257,2246.5,null,null,null,null,null,null,null,2]
[null,"2012-02-27",15,"Hverdag","Vinter",5175.8999999999996,2259.9,null,null,null,null,null,null,null,2]
[null,"2012-02-27",16,"Hverdag","Vinter",5014.6000000000004,2283.3000000000002,null,null,null,null,null,null,null,2]
[null,"2012-02-27",17,"Hverdag","Vinter",5005.3999999999996,2453.3999999999996,null,null,null,null,null,null,null,2]
[null,"2012-02-27",18,"Hverdag","Vinter",5412.4,2996.1000000000004,null,null,null,null,null,null,null,2]
[null,"2012-02-27",19,"Hverdag","Vinter",5476.6,3103.3,null,null,null,null,null,null,null,2]
[null,"2012-02-27",20,"Hverdag","Vinter",5144.7,2833,null,null,null,null,null,null,null,2]
[null,"2012-02-27",21,"Hverdag","Vinter",4774.3999999999996,2567.4,null,null,null,null,null,null,null,2]
[null,"2012-02-27",22,"Hverdag","Vinter",4430.8999999999996,2305.8000000000002,null,null,null,null,null,null,null,2]
[null,"2012-02-27",23,"Hverdag","Vinter",4033.5,1993.2,null,null,null,null,null,null,null,2]
[null,"2012-02-27",24,"Hverdag","Vinter",3629,1665.6,null,null,null,null,null,null,null,2]
[null,"2012-02-28",1,"Hverdag","Vinter",3344,1433.3000000000002,null,null,null,null,null,null,null,2]
[null,"2012-02-28",2,"Hverdag","Vinter",3180.1,1328.1999999999998,null,null,null,null,null,null,null,2]
[null,"2012-02-28",3,"Hverdag","Vinter",3128.4,1292.5999999999999,null,null,null,null,null,null,null,2]
[null,"2012-02-28",4,"Hverdag","Vinter",3150.5,1282.8,null,null,null,null,null,null,null,2]
[null,"2012-02-28",5,"Hverdag","Vinter",3241.3,1304.4000000000001,null,null,null,null,null,null,null,2]
[null,"2012-02-28",6,"Hverdag","Vinter",3510.5,1427.1,null,null,null,null,null,null,null,2]
[null,"2012-02-28",7,"Hverdag","Vinter",4260.5,1808,null,null,null,null,null,null,null,2]
[null,"2012-02-28",8,"Hverdag","Vinter",4992.1000000000004,2089.3000000000002,null,null,null,null,null,null,null,2]
[null,"2012-02-28",9,"Hverdag","Vinter",5180.2,2110.6000000000004,null,null,null,null,null,null,null,2]
[null,"2012-02-28",10,"Hverdag","Vinter",5167,2112.3000000000002,null,null,null,null,null,null,null,2]
[null,"2012-02-28",11,"Hverdag","Vinter",5210.1000000000004,2120.3000000000002,null,null,null,null,null,null,null,2]
[null,"2012-02-28",12,"Hverdag","Vinter",5149.7000000000007,2084.6999999999998,null,null,null,null,null,null,null,2]
[null,"2012-02-28",13,"Hverdag","Vinter",5034.6000000000004,2012.5,null,null,null,null,null,null,null,2]
[null,"2012-02-28",14,"Hverdag","Vinter",5010.1000000000004,1980.6,null,null,null,null,null,null,null,2]
[null,"2012-02-28",15,"Hverdag","Vinter",4893.3999999999996,1971,null,null,null,null,null,null,null,2]
[null,"2012-02-28",16,"Hverdag","Vinter",4734.3,1994.5,null,null,null,null,null,null,null,2]
[null,"2012-02-28",17,{"$f":"CHOOSE(WEEKDAY(B1573,2),$N$165,$N$166,$N$167,$N$168,$N$169,$N$170,$N$171)","v":"Hverdag"},{"$f":"IF(AND(O1573>=4,O1573<=9),\"Sommer\",\"Vinter\")","v":"Vinter"},4736,2150.6999999999998,null,null,null,null,null,null,null,{"$f":"MONTH(B1573)","v":2}]
[null,"2012-02-28",18,"Hverdag","Vinter",5113.1000000000004,2637.3,null,null,null,null,null,null,null,2]
[null,"2012-02-28",19,"Hverdag","Vinter",5301.5,2854.1000000000004,null,null,null,null,null,null,null,2]
[null,"2012-02-28",20,"Hverdag","Vinter",5025.7,2666,null,null,null,null,null,null,null,2]
[null,"2012-02-28",21,"Hverdag","Vinter",4649,2416.3000000000002,null,null,null,null,null,null,null,2]
[null,"2012-02-28",22,"Hverdag","Vinter",4300.3,2171.3000000000002,null,null,null,null,null,null,null,2]
[null,"2012-02-28",23,"Hverdag","Vinter",3927.9,1863.7,null,null,null,null,null,null,null,2]
[null,"2012-02-28",24,"Hverdag","Vinter",3501.8999999999996,1543.1,null,null,null,null,null,null,null,2]
[null,"2012-02-29",1,"Hverdag","Vinter",3167.5,1308.4000000000001,null,null,null,null,null,null,null,2]
[null,"2012-02-29",2,"Hverdag","Vinter",3017.1,1246.8000000000002,null,null,null,null,null,null,null,2]
[null,"2012-02-29",3,"Hverdag","Vinter",2965,1201.9000000000001,null,null,null,null,null,null,null,2]
[null,"2012-02-29",4,"Hverdag","Vinter",3030.8,1194.3,null,null,null,null,null,null,null,2]
[null,"2012-02-29",5,"Hverdag","Vinter",3115.8,1219.8000000000002,null,null,null,null,null,null,null,2]
[null,"2012-02-29",6,"Hverdag","Vinter",3401.6,1353.2,null,null,null,null,null,null,null,2]
[null,"2012-02-29",7,"Hverdag","Vinter",4168.6000000000004,1743.5,null,null,null,null,null,null,null,2]
[null,"2012-02-29",8,"Hverdag","Vinter",4827.1000000000004,1994.5,null,null,null,null,null,null,null,2]
[null,"2012-02-29",9,"Hverdag","Vinter",5035.8,2037,null,null,null,null,null,null,null,2]
[null,"2012-02-29",10,"Hverdag","Vinter",5050.7000000000007,2050,null,null,null,null,null,null,null,2]
[null,"2012-02-29",11,"Hverdag","Vinter",5078.3,2048.8999999999996,null,null,null,null,null,null,null,2]
[null,"2012-02-29",12,"Hverdag","Vinter",5021.8,2028.3000000000002,null,null,null,null,null,null,null,2]
[null,"2012-02-29",13,"Hverdag","Vinter",4907.3999999999996,1976.7,null,null,null,null,null,null,null,2]
[null,"2012-02-29",14,"Hverdag","Vinter",4901.3999999999996,1969.9,null,null,null,null,null,null,null,2]
[null,"2012-02-29",15,"Hverdag","Vinter",4814,1980.1999999999998,null,null,null,null,null,null,null,2]
[null,"2012-02-29",16,"Hverdag","Vinter",4641.3,1995.7,null,null,null,null,null,null,null,2]
[null,"2012-02-29",17,"Hverdag","Vinter",4623.7,2147.3000000000002,null,null,null,null,null,null,null,2]
[null,"2012-02-29",18,"Hverdag","Vinter",4999.8,2626.6000000000004,null,null,null,null,null,null,null,2]
[null,"2012-02-29",19,"Hverdag","Vinter",5211.7999999999993,2876.8,null,null,null,null,null,null,null,2]
[null,"2012-02-29",20,"Hverdag","Vinter",4946,2681,null,null,null,null,null,null,null,2]
[null,"2012-02-29",21,"Hverdag","Vinter",4596.2,2437.8000000000002,null,null,null,null,null,null,null,2]
[null,"2012-02-29",22,"Hverdag","Vinter",4267,2190.6,null,null,null,null,null,null,null,2]
[null,"2012-02-29",23,"Hverdag","Vinter",3864.3,1877.6,null,null,null,null,null,null,null,2]
[null,"2012-02-29",24,"Hverdag","Vinter",3461.7,1551.9,null,null,null,null,null,null,null,2]
[null,"2012-03-01",1,"Hverdag","Vinter",3175.7,1375.3000000000002,null,null,null,null,null,null,null,3]
[null,"2012-03-01",2,"Hverdag","Vinter",3054.5,1240.6999999999998,null,null,null,null,null,null,null,3]
[null,"2012-03-01",3,"Hverdag","Vinter",2997.3,1196.8,null,null,null,null,null,null,null,3]
[null,"2012-03-01",4,"Hverdag","Vinter",3012.8999999999996,1189.9000000000001,null,null,null,null,null,null,null,3]
[null,"2012-03-01",5,"Hverdag","Vinter",3103.7,1206,null,null,null,null,null,null,null,3]
[null,"2012-03-01",6,"Hverdag","Vinter",3392.3,1340.6999999999998,null,null,null,null,null,null,null,3]
[null,"2012-03-01",7,"Hverdag","Vinter",4136.6000000000004,1739.8000000000002,null,null,null,null,null,null,null,3]
[null,"2012-03-01",8,"Hverdag","Vinter",4807.1000000000004,1997.6999999999998,null,null,null,null,null,null,null,3]
[null,"2012-03-01",9,"Hverdag","Vinter",5050.7,2064.9,null,null,null,null,null,null,null,3]
[null,"2012-03-01",10,"Hverdag","Vinter",5058.6000000000004,2071.8000000000002,null,null,null,null,null,null,null,3]
[null,"2012-03-01",11,"Hverdag","Vinter",5102.8999999999996,2078.4,null,null,null,null,null,null,null,3]
[null,"2012-03-01",12,"Hverdag","Vinter",5042.5,2049.6000000000004,null,null,null,null,null,null,null,3]
[null,"2012-03-01",13,"Hverdag","Vinter",4889.3999999999996,1981,null,null,null,null,null,null,null,3]
[null,"2012-03-01",14,"Hverdag","Vinter",4868.5,1954.1000000000001,null,null,null,null,null,null,null,3]
[null,"2012-03-01",15,"Hverdag","Vinter",4761,1952.6999999999998,null,null,null,null,null,null,null,3]
[null,"2012-03-01",16,"Hverdag","Vinter",4558.3999999999996,1949.1999999999998,null,null,null,null,null,null,null,3]
[null,"2012-03-01",17,"Hverdag","Vinter",4522.2,2065.3000000000002,null,null,null,null,null,null,null,3]
[null,"2012-03-01",18,"Hverdag","Vinter",4862.2000000000007,2496.4,null,null,null,null,null,null,null,3]
[null,"2012-03-01",19,"Hverdag","Vinter",5152.2999999999993,2808.3999999999996,null,null,null,null,null,null,null,3]
[null,"2012-03-01",20,"Hverdag","Vinter",4951.3,2674.6,null,null,null,null,null,null,null,3]
[null,"2012-03-01",21,"Hverdag","Vinter",4605.5,2432.1999999999998,null,null,null,null,null,null,null,3]
[null,"2012-03-01",22,"Hverdag","Vinter",4275.8999999999996,2212.3000000000002,null,null,null,null,null,null,null,3]
[null,"2012-03-01",23,"Hverdag","Vinter",3888.2999999999997,1913,null,null,null,null,null,null,null,3]
[null,"2012-03-01",24,"Hverdag","Vinter",3464.7,1584.4,null,null,null,null,null,null,null,3]
[null,"2012-03-02",1,"Hverdag","Vinter",3197.3999999999996,1356.8000000000002,null,null,null,null,null,null,null,3]
[null,"2012-03-02",2,"Hverdag","Vinter",3062.5,1252.2,null,null,null,null,null,null,null,3]
[null,"2012-03-02",3,"Hverdag","Vinter",3007.8999999999996,1207.5999999999999,null,null,null,null,null,null,null,3]
[null,"2012-03-02",4,"Hverdag","Vinter",3015.9,1199.6999999999998,null,null,null,null,null,null,null,3]
[null,"2012-03-02",5,"Hverdag","Vinter",3114.4,1223.2,null,null,null,null,null,null,null,3]
[null,"2012-03-02",6,"Hverdag","Vinter",3391.8999999999996,1350.2,null,null,null,null,null,null,null,3]
[null,"2012-03-02",7,"Hverdag","Vinter",4121.8999999999996,1732.9,null,null,null,null,null,null,null,3]
[null,"2012-03-02",8,"Hverdag","Vinter",4766.1000000000004,1990,null,null,null,null,null,null,null,3]
[null,"2012-03-02",9,{"$f":"CHOOSE(WEEKDAY(B1637,2),$N$165,$N$166,$N$167,$N$168,$N$169,$N$170,$N$171)","v":"Hverdag"},{"$f":"IF(AND(O1637>=4,O1637<=9),\"Sommer\",\"Vinter\")","v":"Vinter"},4973.5,2068,null,null,null,null,null,null,null,{"$f":"MONTH(B1637)","v":3}]
[null,"2012-03-02",10,"Hverdag","Vinter",4958.5,2072.1999999999998,null,null,null,null,null,null,null,3]
[null,"2012-03-02",11,"Hverdag","Vinter",4964.7,2046.8,null,null,null,null,null,null,null,3]
[null,"2012-03-02",12,"Hverdag","Vinter",4862.3,2003.5,null,null,null,null,null,null,null,3]
[null,"2012-03-02",13,"Hverdag","Vinter",4678.2,1936.1999999999998,null,null,null,null,null,null,null,3]
[null,"2012-03-02",14,"Hverdag","Vinter",4521.1000000000004,1901.6999999999998,null,null,null,null,null,null,null,3]
[null,"2012-03-02",15,"Hverdag","Vinter",4324.1000000000004,1890.6000000000001,null,null,null,null,null,null,null,3]
[null,"2012-03-02",16,"Hverdag","Vinter",4174.8999999999996,1895,null,null,null,null,null,null,null,3]
[null,"2012-03-02",17,"Hverdag","Vinter",4215.1000000000004,2032.5,null,null,null,null,null,null,null,3]
[null,"2012-03-02",18,"Hverdag","Vinter",4589.8,2461.5,null,null,null,null,null,null,null,3]
[null,"2012-03-02",19,"Hverdag","Vinter",4925.7000000000007,2813.9,null,null,null,null,null,null,null,3]
[null,"2012-03-02",20,"Hverdag","Vinter",4650.6000000000004,2619.4,null,null,null,null,null,null,null,3]
[null,"2012-03-02",21,"Hverdag","Vinter",4254.6000000000004,2340.1,null,null,null,null,null,null,null,3]
[null,"2012-03-02",22,"Hverdag","Vinter",3971.5,2147.1999999999998,null,null,null,null,null,null,null,3]
[null,"2012-03-02",23,"Hverdag","Vinter",3701,1941.1,null,null,null,null,null,null,null,3]
[null,"2012-03-02",24,"Hverdag","Vinter",3426.3,1716.2,null,null,null,null,null,null,null,3]
[null,"2012-03-03",1,"Weekend","Vinter",3189.3999999999996,1507.8,null,null,null,null,null,null,null,3]
[null,"2012-03-03",2,"Weekend","Vinter",3027.4,1378.6999999999998,null,null,null,null,null,null,null,3]
[null,"2012-03-03",3,"Weekend","Vinter",2963,1317.7,null,null,null,null,null,null,null,3]
[null,"2012-03-03",4,"Weekend","Vinter",2966.2,1302.7,null,null,null,null,null,null,null,3]
[null,"2012-03-03",5,"Weekend","Vinter",3026.7,1304.3,null,null,null,null,null,null,null,3]
[null,"2012-03-03",6,"Weekend","Vinter",3136.4,1355.8000000000002,null,null,null,null,null,null,null,3]
[null,"2012-03-03",7,"Weekend","Vinter",3312.9,1471,null,null,null,null,null,null,null,3]
[null,"2012-03-03",8,"Weekend","Vinter",3576.1,1659.2,null,null,null,null,null,null,null,3]
[null,"2012-03-03",9,"Weekend","Vinter",3898.2,1956.1,null,null,null,null,null,null,null,3]
[null,"2012-03-03",10,"Weekend","Vinter",4062.7000000000003,2111.6,null,null,null,null,null,null,null,3]
[null,"2012-03-03",11,"Weekend","Vinter",4106.5,2144.1,null,null,null,null,null,null,null,3]
[null,"2012-03-03",12,"Weekend","Vinter",4044.7,2099.6,null,null,null,null,null,null,null,3]
[null,"2012-03-03",13,"Weekend","Vinter",3927.6,2028.6,null,null,null,null,null,null,null,3]
[null,"2012-03-03",14,"Weekend","Vinter",3839.3999999999996,1968.6,null,null,null,null,null,null,null,3]
[null,"2012-03-03",15,"Weekend","Vinter",3781.8,1937.1,null,null,null,null,null,null,null,3]
[null,"2012-03-03",16,"Weekend","Vinter",3777.7999999999997,1948.4,null,null,null,null,null,null,null,3]
[null,"2012-03-03",17,"Weekend","Vinter",3924.5,2093.3000000000002,null,null,null,null,null,null,null,3]
[null,"2012-03-03",18,"Weekend","Vinter",4382.3999999999996,2530.9,null,null,null,null,null,null,null,3]
[null,"2012-03-03",19,"Weekend","Vinter",4693.2,2846.8,null,null,null,null,null,null,null,3]
[null,"2012-03-03",20,"Weekend","Vinter",4410.3999999999996,2605.6000000000004,null,null,null,null,null,null,null,3]
[null,"2012-03-03",21,"Weekend","Vinter",4142.7,2374.5,null,null,null,null,null,null,null,3]
[null,"2012-03-03",22,"Weekend","Vinter",3903.6,2179.1999999999998,null,null,null,null,null,null,null,3]
[null,"2012-03-03",23,"Weekend","Vinter",3630.2,1971.4,null,null,null,null,null,null,null,3]
[null,"2012-03-03",24,"Weekend","Vinter",3394.2,1762.3,null,null,null,null,null,null,null,3]
[null,"2012-03-04",1,"Weekend","Vinter",3147.1,1572.3,null,null,null,null,null,null,null,3]
[null,"2012-03-04",2,"Weekend","Vinter",3007.7,1443,null,null,null,null,null,null,null,3]
[null,"2012-03-04",3,"Weekend","Vinter",2932.3,1379.1,null,null,null,null,null,null,null,3]
[null,"2012-03-04",4,"Weekend","Vinter",2890.6000000000004,1349.8,null,null,null,null,null,null,null,3]
[null,"2012-03-04",5,"Weekend","Vinter",2890.9,1342.3,null,null,null,null,null,null,null,3]
[null,"2012-03-04",6,"Weekend","Vinter",2966.1000000000004,1373.4,null,null,null,null,null,null,null,3]
[null,"2012-03-04",7,"Weekend","Vinter",3128.5,1466.4,null,null,null,null,null,null,null,3]
[null,"2012-03-04",8,"Weekend","Vinter",3354.7,1625.5,null,null,null,null,null,null,null,3]
[null,"2012-03-04",9,"Weekend","Vinter",3738.5,1938.2,null,null,null,null,null,null,null,3]
[null,"2012-03-04",10,"Weekend","Vinter",4019,2150.5,null,null,null,null,null,null,null,3]
[null,"2012-03-04",11,"Weekend","Vinter",4118.7999999999993,2224.4,null,null,null,null,null,null,null,3]
[null,"2012-03-04",12,"Weekend","Vinter",4140.1000000000004,2236.9,null,null,null,null,null,null,null,3]
[null,"2012-03-04",13,"Weekend","Vinter",4092.8,2200.6999999999998,null,null,null,null,null,null,null,3]
[null,"2012-03-04",14,"Weekend","Vinter",4032.6000000000004,2151,null,null,null,null,null,null,null,3]
[null,"2012-03-04",15,"Weekend","Vinter",3991.2,2139.1,null,null,null,null,null,null,null,3]
[null,"2012-03-04",16,"Weekend","Vinter",3924.7000000000003,2129.1999999999998,null,null,null,null,null,null,null,3]
[null,"2012-03-04",17,"Weekend","Vinter",4056.7,2254.6999999999998,null,null,null,null,null,null,null,3]
[null,"2012-03-04",18,"Weekend","Vinter",4510.6000000000004,2739.2,null,null,null,null,null,null,null,3]
[null,"2012-03-04",19,"Weekend","Vinter",4805.3,3019.2,null,null,null,null,null,null,null,3]
[null,"2012-03-04",20,"Weekend","Vinter",4573.2999999999993,2804.2,null,null,null,null,null,null,null,3]
[null,"2012-03-04",21,"Weekend","Vinter",4254.8999999999996,2500,null,null,null,null,null,null,null,3]
[null,"2012-03-04",22,"Weekend","Vinter",3991,2266.1999999999998,null,null,null,null,null,null,null,3]
[null,"2012-03-04",23,"Weekend","Vinter",3680.5,1962.1,null,null,null,null,null,null,null,3]
[null,"2012-03-04",24,"Weekend","Vinter",3377.8999999999996,1651,null,null,null,null,null,null,null,3]
[null,"2012-03-05",1,{"$f":"CHOOSE(WEEKDAY(B1701,2),$N$165,$N$166,$N$167,$N$168,$N$169,$N$170,$N$171)","v":"Hverdag"},{"$f":"IF(AND(O1701>=4,O1701<=9),\"Sommer\",\"Vinter\")","v":"Vinter"},3147.3,1453.3,null,null,null,null,null,null,null,{"$f":"MONTH(B1701)","v":3}]
[null,"2012-03-05",2,"Hverdag","Vinter",3022.3,1356.4,null,null,null,null,null,null,null,3]
[null,"2012-03-05",3,"Hverdag","Vinter",2996.4,1319.8,null,null,null,null,null,null,null,3]
[null,"2012-03-05",4,"Hverdag","Vinter",3074.7,1316.6,null,null,null,null,null,null,null,3]
[null,"2012-03-05",5,"Hverdag","Vinter",3169.3,1345.4,null,null,null,null,null,null,null,3]
[null,"2012-03-05",6,"Hverdag","Vinter",3458.6,1478.5,null,null,null,null,null,null,null,3]
[null,"2012-03-05",7,"Hverdag","Vinter",4154.2,1855.2,null,null,null,null,null,null,null,3]
[null,"2012-03-05",8,"Hverdag","Vinter",4827.5,2100.9,null,null,null,null,null,null,null,3]
[null,"2012-03-05",9,"Hverdag","Vinter",5093.3,2182.8000000000002,null,null,null,null,null,null,null,3]
[null,"2012-03-05",10,"Hverdag","Vinter",5102,2202.5,null,null,null,null,null,null,null,3]
[null,"2012-03-05",11,"Hverdag","Vinter",5165,2208.5,null,null,null,null,null,null,null,3]
[null,"2012-03-05",12,"Hverdag","Vinter",5135.5,2192.5,null,null,null,null,null,null,null,3]
[null,"2012-03-05",13,"Hverdag","Vinter",5033.5,2149.1999999999998,null,null,null,null,null,null,null,3]
[null,"2012-03-05",14,"Hverdag","Vinter",5024.1000000000004,2134.6,null,null,null,null,null,null,null,3]
[null,"2012-03-05",15,"Hverdag","Vinter",4922.5,2144.4,null,null,null,null,null,null,null,3]
[null,"2012-03-05",16,"Hverdag","Vinter",4755.2,2160,null,null,null,null,null,null,null,3]
[null,"2012-03-05",17,"Hverdag","Vinter",4754.8,2322,null,null,null,null,null,null,null,3]
[null,"2012-03-05",18,"Hverdag","Vinter",5145.6000000000004,2804.1,null,null,null,null,null,null,null,3]
[null,"2012-03-05",19,"Hverdag","Vinter",5309.1,3014.1,null,null,null,null,null,null,null,3]
[null,"2012-03-05",20,"Hverdag","Vinter",5072.8,2837.3,null,null,null,null,null,null,null,3]
[null,"2012-03-05",21,"Hverdag","Vinter",4705.5,2574.3999999999996,null,null,null,null,null,null,null,3]
[null,"2012-03-05",22,"Hverdag","Vinter",4367.2,2318.6999999999998,null,null,null,null,null,null,null,3]
[null,"2012-03-05",23,"Hverdag","Vinter",3964,2002,null,null,null,null,null,null,null,3]
[null,"2012-03-05",24,"Hverdag","Vinter",3573.7,1685.4,null,null,null,null,null,null,null,3]
[null,"2012-03-06",1,"Hverdag","Vinter",3330.9,1484.1,null,null,null,null,null,null,null,3]
[null,"2012-03-06",2,"Hverdag","Vinter",3211.1000000000004,1395.8,null,null,null,null,null,null,null,3]
[null,"2012-03-06",3,"Hverdag","Vinter",3165.8,1362.6,null,null,null,null,null,null,null,3]
[null,"2012-03-06",4,"Hverdag","Vinter",3183.7,1358.8,null,null,null,null,null,null,null,3]
[null,"2012-03-06",5,"Hverdag","Vinter",3268.9,1384.3,null,null,null,null,null,null,null,3]
[null,"2012-03-06",6,"Hverdag","Vinter",3546.2,1517.3000000000002,null,null,null,null,null,null,null,3]
[null,"2012-03-06",7,"Hverdag","Vinter",4259.1000000000004,1891.9,null,null,null,null,null,null,null,3]
[null,"2012-03-06",8,"Hverdag","Vinter",4905.8,2127.6000000000004,null,null,null,null,null,null,null,3]
[null,"2012-03-06",9,"Hverdag","Vinter",5106.3999999999996,2183.1,null,null,null,null,null,null,null,3]
[null,"2012-03-06",10,"Hverdag","Vinter",5093.8999999999996,2182.6,null,null,null,null,null,null,null,3]
[null,"2012-03-06",11,"Hverdag","Vinter",5119.5,2179.6999999999998,null,null,null,null,null,null,null,3]
[null,"2012-03-06",12,"Hverdag","Vinter",5057.8999999999996,2148.6999999999998,null,null,null,null,null,null,null,3]
[null,"2012-03-06",13,"Hverdag","Vinter",4950.3,2100.6,null,null,null,null,null,null,null,3]
[null,"2012-03-06",14,"Hverdag","Vinter",4938.2,2083.9,null,null,null,null,null,null,null,3]
[null,"2012-03-06",15,"Hverdag","Vinter",4850.3999999999996,2104.1999999999998,null,null,null,null,null,null,null,3]
[null,"2012-03-06",16,"Hverdag","Vinter",4693.6000000000004,2118.4,null,null,null,null,null,null,null,3]
[null,"2012-03-06",17,"Hverdag","Vinter",4696.2,2274.9,null,null,null,null,null,null,null,3]
[null,"2012-03-06",18,"Hverdag","Vinter",5057.3999999999996,2725.5,null,null,null,null,null,null,null,3]
[null,"2012-03-06",19,"Hverdag","Vinter",5265.9,2954.2,null,null,null,null,null,null,null,3]
[null,"2012-03-06",20,"Hverdag","Vinter",5070.3,2819.2,null,null,null,null,null,null,null,3]
[null,"2012-03-06",21,"Hverdag","Vinter",4725,2574.3999999999996,null,null,null,null,null,null,null,3]
[null,"2012-03-06",22,"Hverdag","Vinter",4387.8999999999996,2339.5,null,null,null,null,null,null,null,3]
[null,"2012-03-06",23,"Hverdag","Vinter",4020.2,2042.5,null,null,null,null,null,null,null,3]
[null,"2012-03-06",24,"Hverdag","Vinter",3620.4,1714.1,null,null,null,null,null,null,null,3]
[null,"2012-03-07",1,"Hverdag","Vinter",3363.7,1502.9,null,null,null,null,null,null,null,3]
[null,"2012-03-07",2,"Hverdag","Vinter",3236.6000000000004,1405.8,null,null,null,null,null,null,null,3]
[null,"2012-03-07",3,"Hverdag","Vinter",3189.4,1370.3,null,null,null,null,null,null,null,3]
[null,"2012-03-07",4,"Hverdag","Vinter",3210.3,1367.8,null,null,null,null,null,null,null,3]
[null,"2012-03-07",5,"Hverdag","Vinter",3297.3,1390.3,null,null,null,null,null,null,null,3]
[null,"2012-03-07",6,"Hverdag","Vinter",3582.1,1528.9,null,null,null,null,null,null,null,3]
[null,"2012-03-07",7,"Hverdag","Vinter",4290.6000000000004,1902.1999999999998,null,null,null,null,null,null,null,3]
[null,"2012-03-07",8,"Hverdag","Vinter",4936.8,2146.3999999999996,null,null,null,null,null,null,null,3]
[null,"2012-03-07",9,"Hverdag","Vinter",5171.7,2217.1999999999998,null,null,null,null,null,null,null,3]
[null,"2012-03-07",10,"Hverdag","Vinter",5164.8,2222.1999999999998,null,null,null,null,null,null,null,3]
[null,"2012-03-07",11,"Hverdag","Vinter",5218.8999999999996,2238.3000000000002,null,null,null,null,null,null,null,3]
[null,"2012-03-07",12,"Hverdag","Vinter",5199.3999999999996,2237.4,null,null,null,null,null,null,null,3]
[null,"2012-03-07",13,"Hverdag","Vinter",5106.5,2215.4,null,null,null,null,null,null,null,3]
[null,"2012-03-07",14,"Hverdag","Vinter",5147.1000000000004,2228,null,null,null,null,null,null,null,3]
[null,"2012-03-07",15,"Hverdag","Vinter",5135.8999999999996,2274.1,null,null,null,null,null,null,null,3]
[null,"2012-03-07",16,"Hverdag","Vinter",5010.5,2318.6999999999998,null,null,null,null,null,null,null,3]
[null,"2012-03-07",17,{"$f":"CHOOSE(WEEKDAY(B1765,2),$N$165,$N$166,$N$167,$N$168,$N$169,$N$170,$N$171)","v":"Hverdag"},{"$f":"IF(AND(O1765>=4,O1765<=9),\"Sommer\",\"Vinter\")","v":"Vinter"},5031.5,2508.4,null,null,null,null,null,null,null,{"$f":"MONTH(B1765)","v":3}]
[null,"2012-03-07",18,"Hverdag","Vinter",5398.2,2980.3,null,null,null,null,null,null,null,3]
[null,"2012-03-07",19,"Hverdag","Vinter",5459.4,3097.8999999999996,null,null,null,null,null,null,null,3]
[null,"2012-03-07",20,"Hverdag","Vinter",5187.1000000000004,2891.8999999999996,null,null,null,null,null,null,null,3]
[null,"2012-03-07",21,"Hverdag","Vinter",4862,2630.7,null,null,null,null,null,null,null,3]
[null,"2012-03-07",22,"Hverdag","Vinter",4529.3999999999996,2377.9,null,null,null,null,null,null,null,3]
[null,"2012-03-07",23,"Hverdag","Vinter",4116.1000000000004,2059.5,null,null,null,null,null,null,null,3]
[null,"2012-03-07",24,"Hverdag","Vinter",3673.3,1729.6999999999998,null,null,null,null,null,null,null,3]
[null,"2012-03-08",1,"Hverdag","Vinter",3403.4,1508.6,null,null,null,null,null,null,null,3]
[null,"2012-03-08",2,"Hverdag","Vinter",3280.2,1405.5,null,null,null,null,null,null,null,3]
[null,"2012-03-08",3,"Hverdag","Vinter",3223.7,1359.8000000000002,null,null,null,null,null,null,null,3]
[null,"2012-03-08",4,"Hverdag","Vinter",3223.3999999999996,1348.4,null,null,null,null,null,null,null,3]
[null,"2012-03-08",5,"Hverdag","Vinter",3285,1364.5,null,null,null,null,null,null,null,3]
[null,"2012-03-08",6,"Hverdag","Vinter",3568.6,1494.8,null,null,null,null,null,null,null,3]
[null,"2012-03-08",7,"Hverdag","Vinter",4265.7,1867,null,null,null,null,null,null,null,3]
[null,"2012-03-08",8,"Hverdag","Vinter",4907.3,2106.6,null,null,null,null,null,null,null,3]
[null,"2012-03-08",9,"Hverdag","Vinter",5111.6000000000004,2169.1999999999998,null,null,null,null,null,null,null,3]
[null,"2012-03-08",10,"Hverdag","Vinter",5101.8,2165.8000000000002,null,null,null,null,null,null,null,3]
[null,"2012-03-08",11,"Hverdag","Vinter",5131.2000000000007,2152.5,null,null,null,null,null,null,null,3]
[null,"2012-03-08",12,"Hverdag","Vinter",5062.6000000000004,2120.8000000000002,null,null,null,null,null,null,null,3]
[null,"2012-03-08",13,"Hverdag","Vinter",4922.6000000000004,2057.1999999999998,null,null,null,null,null,null,null,3]
[null,"2012-03-08",14,"Hverdag","Vinter",4882.3,2026.5,null,null,null,null,null,null,null,3]
[null,"2012-03-08",15,"Hverdag","Vinter",4757.8999999999996,2019.6999999999998,null,null,null,null,null,null,null,3]
[null,"2012-03-08",16,"Hverdag","Vinter",4541.5,2013.6,null,null,null,null,null,null,null,3]
[null,"2012-03-08",17,"Hverdag","Vinter",4491,2127,null,null,null,null,null,null,null,3]
[null,"2012-03-08",18,"Hverdag","Vinter",4804.2,2518,null,null,null,null,null,null,null,3]
[null,"2012-03-08",19,"Hverdag","Vinter",5077.6000000000004,2781.9,null,null,null,null,null,null,null,3]
[null,"2012-03-08",20,"Hverdag","Vinter",4976.5,2719.3999999999996,null,null,null,null,null,null,null,3]
[null,"2012-03-08",21,"Hverdag","Vinter",4612.6000000000004,2473.9,null,null,null,null,null,null,null,3]
[null,"2012-03-08",22,"Hverdag","Vinter",4284.8999999999996,2249.5,null,null,null,null,null,null,null,3]
[null,"2012-03-08",23,"Hverdag","Vinter",3912.8999999999996,1961.9,null,null,null,null,null,null,null,3]
[null,"2012-03-08",24,"Hverdag","Vinter",3516.2,1636.3,null,null,null,null,null,null,null,3]
[null,"2012-03-09",1,"Hverdag","Vinter",3245.7,1425.1999999999998,null,null,null,null,null,null,null,3]
[null,"2012-03-09",2,"Hverdag","Vinter",3126.3999999999996,1332.3,null,null,null,null,null,null,null,3]
[null,"2012-03-09",3,"Hverdag","Vinter",3084,1297.0999999999999,null,null,null,null,null,null,null,3]
[null,"2012-03-09",4,"Hverdag","Vinter",3087.5,1293.5,null,null,null,null,null,null,null,3]
[null,"2012-03-09",5,"Hverdag","Vinter",3172.1,1314.9,null,null,null,null,null,null,null,3]
[null,"2012-03-09",6,"Hverdag","Vinter",3456.3999999999996,1445.3000000000002,null,null,null,null,null,null,null,3]
[null,"2012-03-09",7,"Hverdag","Vinter",4147.8,1799.9,null,null,null,null,null,null,null,3]
[null,"2012-03-09",8,"Hverdag","Vinter",4812.1000000000004,2064.4,null,null,null,null,null,null,null,3]
[null,"2012-03-09",9,"Hverdag","Vinter",5074.2999999999993,2168.4,null,null,null,null,null,null,null,3]
[null,"2012-03-09",10,"Hverdag","Vinter",5097.6000000000004,2208.9,null,null,null,null,null,null,null,3]
[null,"2012-03-09",11,"Hverdag","Vinter",5153,2232.6000000000004,null,null,null,null,null,null,null,3]
[null,"2012-03-09",12,"Hverdag","Vinter",5066.8999999999996,2216,null,null,null,null,null,null,null,3]
[null,"2012-03-09",13,"Hverdag","Vinter",4894.8,2168.9,null,null,null,null,null,null,null,3]
[null,"2012-03-09",14,"Hverdag","Vinter",4763.5,2142.1999999999998,null,null,null,null,null,null,null,3]
[null,"2012-03-09",15,"Hverdag","Vinter",4589.3,2146.5,null,null,null,null,null,null,null,3]
[null,"2012-03-09",16,"Hverdag","Vinter",4457.1000000000004,2168.1,null,null,null,null,null,null,null,3]
[null,"2012-03-09",17,"Hverdag","Vinter",4506.2,2312.5,null,null,null,null,null,null,null,3]
[null,"2012-03-09",18,"Hverdag","Vinter",4821.3999999999996,2721.8,null,null,null,null,null,null,null,3]
[null,"2012-03-09",19,"Hverdag","Vinter",5018.2000000000007,2937.9,null,null,null,null,null,null,null,3]
[null,"2012-03-09",20,"Hverdag","Vinter",4723.5,2725.4,null,null,null,null,null,null,null,3]
[null,"2012-03-09",21,"Hverdag","Vinter",4304.6000000000004,2418.3000000000002,null,null,null,null,null,null,null,3]
[null,"2012-03-09",22,"Hverdag","Vinter",4007,2218.5,null,null,null,null,null,null,null,3]
[null,"2012-03-09",23,"Hverdag","Vinter",3717.5,1978.8,null,null,null,null,null,null,null,3]
[null,"2012-03-09",24,"Hverdag","Vinter",3470,1727.8000000000002,null,null,null,null,null,null,null,3]
[null,"2012-03-10",1,"Weekend","Vinter",3229.8999999999996,1508.7,null,null,null,null,null,null,null,3]
[null,"2012-03-10",2,"Weekend","Vinter",3073.3999999999996,1376.1,null,null,null,null,null,null,null,3]
[null,"2012-03-10",3,"Weekend","Vinter",2983,1305.5,null,null,null,null,null,null,null,3]
[null,"2012-03-10",4,"Weekend","Vinter",2948.8,1272.0999999999999,null,null,null,null,null,null,null,3]
[null,"2012-03-10",5,"Weekend","Vinter",2963.7,1270.4000000000001,null,null,null,null,null,null,null,3]
[null,"2012-03-10",6,"Weekend","Vinter",3046.2,1304.7,null,null,null,null,null,null,null,3]
[null,"2012-03-10",7,"Weekend","Vinter",3240.1000000000004,1411.1,null,null,null,null,null,null,null,3]
[null,"2012-03-10",8,"Weekend","Vinter",3536.5,1619.4,null,null,null,null,null,null,null,3]
[null,"2012-03-10",9,{"$f":"CHOOSE(WEEKDAY(B1829,2),$N$165,$N$166,$N$167,$N$168,$N$169,$N$170,$N$171)","v":"Weekend"},{"$f":"IF(AND(O1829>=4,O1829<=9),\"Sommer\",\"Vinter\")","v":"Vinter"},3923,1943.9,null,null,null,null,null,null,null,{"$f":"MONTH(B1829)","v":3}]
[null,"2012-03-10",10,"Weekend","Vinter",4152.2999999999993,2150.6,null,null,null,null,null,null,null,3]
[null,"2012-03-10",11,"Weekend","Vinter",4263.7,2243.6999999999998,null,null,null,null,null,null,null,3]
[null,"2012-03-10",12,"Weekend","Vinter",4227,2241.1,null,null,null,null,null,null,null,3]
[null,"2012-03-10",13,"Weekend","Vinter",4117.5,2171.1,null,null,null,null,null,null,null,3]
[null,"2012-03-10",14,"Weekend","Vinter",4027.4,2099.1999999999998,null,null,null,null,null,null,null,3]
[null,"2012-03-10",15,"Weekend","Vinter",3955.5,2063.1999999999998,null,null,null,null,null,null,null,3]
[null,"2012-03-10",16,"Weekend","Vinter",3901.4,2049.1999999999998,null,null,null,null,null,null,null,3]
[null,"2012-03-10",17,"Weekend","Vinter",3990.9,2167.5,null,null,null,null,null,null,null,3]
[null,"2012-03-10",18,"Weekend","Vinter",4331,2573.1999999999998,null,null,null,null,null,null,null,3]
[null,"2012-03-10",19,"Weekend","Vinter",4601,2820,null,null,null,null,null,null,null,3]
[null,"2012-03-10",20,"Weekend","Vinter",4392.8999999999996,2635,null,null,null,null,null,null,null,3]
[null,"2012-03-10",21,"Weekend","Vinter",4114,2388.1999999999998,null,null,null,null,null,null,null,3]
[null,"2012-03-10",22,"Weekend","Vinter",3865.8,2179.5,null,null,null,null,null,null,null,3]
[null,"2012-03-10",23,"Weekend","Vinter",3625.5,1971.8,null,null,null,null,null,null,null,3]
[null,"2012-03-10",24,"Weekend","Vinter",3384.3,1752.7,null,null,null,null,null,null,null,3]
[null,"2012-03-11",1,"Weekend","Vinter",3161.4,1550.1,null,null,null,null,null,null,null,3]
[null,"2012-03-11",2,"Weekend","Vinter",3063.3999999999996,1408.3000000000002,null,null,null,null,null,null,null,3]
[null,"2012-03-11",3,"Weekend","Vinter",2989.8,1337.7,null,null,null,null,null,null,null,3]
[null,"2012-03-11",4,"Weekend","Vinter",2954.2,1304.5,null,null,null,null,null,null,null,3]
[null,"2012-03-11",5,"Weekend","Vinter",2953.9,1298,null,null,null,null,null,null,null,3]
[null,"2012-03-11",6,"Weekend","Vinter",3021.1,1326.6,null,null,null,null,null,null,null,3]
[null,"2012-03-11",7,"Weekend","Vinter",3114.9,1382.3000000000002,null,null,null,null,null,null,null,3]
[null,"2012-03-11",8,"Weekend","Vinter",3324.2,1562.3,null,null,null,null,null,null,null,3]
[null,"2012-03-11",9,"Weekend","Vinter",3576.5,1856.5,null,null,null,null,null,null,null,3]
[null,"2012-03-11",10,"Weekend","Vinter",3815,2040,null,null,null,null,null,null,null,3]
[null,"2012-03-11",11,"Weekend","Vinter",3878.9,2084.9,null,null,null,null,null,null,null,3]
[null,"2012-03-11",12,"Weekend","Vinter",3873.1,2085.3999999999996,null,null,null,null,null,null,null,3]
[null,"2012-03-11",13,"Weekend","Vinter",3810.1000000000004,2052.1,null,null,null,null,null,null,null,3]
[null,"2012-03-11",14,"Weekend","Vinter",3788.8,2033.6,null,null,null,null,null,null,null,3]
[null,"2012-03-11",15,"Weekend","Vinter",3778,2019.9,null,null,null,null,null,null,null,3]
[null,"2012-03-11",16,"Weekend","Vinter",3752.2,2001.4,null,null,null,null,null,null,null,3]
[null,"2012-03-11",17,"Weekend","Vinter",3903.9,2146.3000000000002,null,null,null,null,null,null,null,3]
[null,"2012-03-11",18,"Weekend","Vinter",4385.3999999999996,2633.6,null,null,null,null,null,null,null,3]
[null,"2012-03-11",19,"Weekend","Vinter",4646.7999999999993,2861.3999999999996,null,null,null,null,null,null,null,3]
[null,"2012-03-11",20,"Weekend","Vinter",4496.5,2706.2,null,null,null,null,null,null,null,3]
[null,"2012-03-11",21,"Weekend","Vinter",4160.8999999999996,2407.6999999999998,null,null,null,null,null,null,null,3]
[null,"2012-03-11",22,"Weekend","Vinter",3915,2178.3000000000002,null,null,null,null,null,null,null,3]
[null,"2012-03-11",23,"Weekend","Vinter",3620.7,1871.2,null,null,null,null,null,null,null,3]
[null,"2012-03-11",24,"Weekend","Vinter",3325,1562.8000000000002,null,null,null,null,null,null,null,3]
[null,"2012-03-12",1,"Hverdag","Vinter",3160.3999999999996,1365.6,null,null,null,null,null,null,null,3]
[null,"2012-03-12",2,"Hverdag","Vinter",3049.7,1261.5,null,null,null,null,null,null,null,3]
[null,"2012-03-12",3,"Hverdag","Vinter",3004.6,1224.1999999999998,null,null,null,null,null,null,null,3]
[null,"2012-03-12",4,"Hverdag","Vinter",3028,1215.2,null,null,null,null,null,null,null,3]
[null,"2012-03-12",5,"Hverdag","Vinter",3073.5,1234.1999999999998,null,null,null,null,null,null,null,3]
[null,"2012-03-12",6,"Hverdag","Vinter",3359.7,1372.3,null,null,null,null,null,null,null,3]
[null,"2012-03-12",7,"Hverdag","Vinter",4052.6000000000004,1690.3,null,null,null,null,null,null,null,3]
[null,"2012-03-12",8,"Hverdag","Vinter",4734,1938.3000000000002,null,null,null,null,null,null,null,3]
[null,"2012-03-12",9,"Hverdag","Vinter",4967.2000000000007,2012.9,null,null,null,null,null,null,null,3]
[null,"2012-03-12",10,"Hverdag","Vinter",4973,2018.9,null,null,null,null,null,null,null,3]
[null,"2012-03-12",11,"Hverdag","Vinter",5029.1000000000004,2018.5,null,null,null,null,null,null,null,3]
[null,"2012-03-12",12,"Hverdag","Vinter",4977.3,1988.5,null,null,null,null,null,null,null,3]
[null,"2012-03-12",13,"Hverdag","Vinter",4850.2999999999993,1932.5,null,null,null,null,null,null,null,3]
[null,"2012-03-12",14,"Hverdag","Vinter",4845.6000000000004,1917.6999999999998,null,null,null,null,null,null,null,3]
[null,"2012-03-12",15,"Hverdag","Vinter",4740.6000000000004,1924.1,null,null,null,null,null,null,null,3]
[null,"2012-03-12",16,"Hverdag","Vinter",4568,1934.1,null,null,null,null,null,null,null,3]
[null,"2012-03-12",17,"Hverdag","Vinter",4539.7,2068.5,null,null,null,null,null,null,null,3]
[null,"2012-03-12",18,"Hverdag","Vinter",4913.6000000000004,2497,null,null,null,null,null,null,null,3]
[null,"2012-03-12",19,"Hverdag","Vinter",5064.2000000000007,2691.2,null,null,null,null,null,null,null,3]
[null,"2012-03-12",20,"Hverdag","Vinter",4960.7000000000007,2637.8,null,null,null,null,null,null,null,3]
[null,"2012-03-12",21,"Hverdag","Vinter",4614.2,2386.5,null,null,null,null,null,null,null,3]
[null,"2012-03-12",22,"Hverdag","Vinter",4262,2135.9,null,null,null,null,null,null,null,3]
[null,"2012-03-12",23,"Hverdag","Vinter",3871.7,1827.5,null,null,null,null,null,null,null,3]
[null,"2012-03-12",24,"Hverdag","Vinter",3480.3,1513,null,null,null,null,null,null,null,3]
[null,"2012-03-13",1,{"$f":"CHOOSE(WEEKDAY(B1893,2),$N$165,$N$166,$N$167,$N$168,$N$169,$N$170,$N$171)","v":"Hverdag"},{"$f":"IF(AND(O1893>=4,O1893<=9),\"Sommer\",\"Vinter\")","v":"Vinter"},3199.6000000000004,1306.5,null,null,null,null,null,null,null,{"$f":"MONTH(B1893)","v":3}]
[null,"2012-03-13",2,"Hverdag","Vinter",3079.2,1214.5999999999999,null,null,null,null,null,null,null,3]
[null,"2012-03-13",3,"Hverdag","Vinter",3028.1000000000004,1177.5999999999999,null,null,null,null,null,null,null,3]
[null,"2012-03-13",4,"Hverdag","Vinter",3048.3,1174.4000000000001,null,null,null,null,null,null,null,3]
[null,"2012-03-13",5,"Hverdag","Vinter",3126.3,1200.4000000000001,null,null,null,null,null,null,null,3]
[null,"2012-03-13",6,"Hverdag","Vinter",3415.8,1338.5,null,null,null,null,null,null,null,3]
[null,"2012-03-13",7,"Hverdag","Vinter",4099.7000000000007,1659.9,null,null,null,null,null,null,null,3]
[null,"2012-03-13",8,"Hverdag","Vinter",4780.5,1911.3999999999999,null,null,null,null,null,null,null,3]
[null,"2012-03-13",9,"Hverdag","Vinter",5023.2,1991.1999999999998,null,null,null,null,null,null,null,3]
[null,"2012-03-13",10,"Hverdag","Vinter",5028.5,1994.7,null,null,null,null,null,null,null,3]
[null,"2012-03-13",11,"Hverdag","Vinter",5064.5,1990.4,null,null,null,null,null,null,null,3]
[null,"2012-03-13",12,"Hverdag","Vinter",5016,1959.3000000000002,null,null,null,null,null,null,null,3]
[null,"2012-03-13",13,"Hverdag","Vinter",4913.3,1909.6000000000001,null,null,null,null,null,null,null,3]
[null,"2012-03-13",14,"Hverdag","Vinter",4890.2,1890.2,null,null,null,null,null,null,null,3]
[null,"2012-03-13",15,"Hverdag","Vinter",4785.5,1894.6,null,null,null,null,null,null,null,3]
[null,"2012-03-13",16,"Hverdag","Vinter",4595.3999999999996,1906.6,null,null,null,null,null,null,null,3]
[null,"2012-03-13",17,"Hverdag","Vinter",4555.3,2036.6999999999998,null,null,null,null,null,null,null,3]
[null,"2012-03-13",18,"Hverdag","Vinter",4833.5,2444.5,null,null,null,null,null,null,null,3]
[null,"2012-03-13",19,"Hverdag","Vinter",4948.8999999999996,2622.3,null,null,null,null,null,null,null,3]
[null,"2012-03-13",20,"Hverdag","Vinter",4879.8999999999996,2601.1999999999998,null,null,null,null,null,null,null,3]
[null,"2012-03-13",21,"Hverdag","Vinter",4553.8,2377,null,null,null,null,null,null,null,3]
[null,"2012-03-13",22,"Hverdag","Vinter",4224.3999999999996,2132.1999999999998,null,null,null,null,null,null,null,3]
[null,"2012-03-13",23,"Hverdag","Vinter",3849.4,1832.6,null,null,null,null,null,null,null,3]
[null,"2012-03-13",24,"Hverdag","Vinter",3456.7,1511.5,null,null,null,null,null,null,null,3]
[null,"2012-03-14",1,"Hverdag","Vinter",3203.2,1312.4,null,null,null,null,null,null,null,3]
[null,"2012-03-14",2,"Hverdag","Vinter",3071.6,1219,null,null,null,null,null,null,null,3]
[null,"2012-03-14",3,"Hverdag","Vinter",3022.3,1179.7,null,null,null,null,null,null,null,3]
[null,"2012-03-14",4,"Hverdag","Vinter",3062,1176.5999999999999,null,null,null,null,null,null,null,3]
[null,"2012-03-14",5,"Hverdag","Vinter",3147.1000000000004,1201.4000000000001,null,null,null,null,null,null,null,3]
[null,"2012-03-14",6,"Hverdag","Vinter",3427.3,1335.4,null,null,null,null,null,null,null,3]
[null,"2012-03-14",7,"Hverdag","Vinter",4069.1000000000004,1656.3,null,null,null,null,null,null,null,3]
[null,"2012-03-14",8,"Hverdag","Vinter",4709.3999999999996,1902,null,null,null,null,null,null,null,3]
[null,"2012-03-14",9,"Hverdag","Vinter",4892.2999999999993,1970.1,null,null,null,null,null,null,null,3]
[null,"2012-03-14",10,"Hverdag","Vinter",4896.8,1968.4,null,null,null,null,null,null,null,3]
[null,"2012-03-14",11,"Hverdag","Vinter",4930.8,1959.7,null,null,null,null,null,null,null,3]
[null,"2012-03-14",12,"Hverdag","Vinter",4883.2,1926.1999999999998,null,null,null,null,null,null,null,3]
[null,"2012-03-14",13,"Hverdag","Vinter",4778,1878.7,null,null,null,null,null,null,null,3]
[null,"2012-03-14",14,"Hverdag","Vinter",4756.2,1854.8,null,null,null,null,null,null,null,3]
[null,"2012-03-14",15,"Hverdag","Vinter",4658.2,1852.8,null,null,null,null,null,null,null,3]
[null,"2012-03-14",16,"Hverdag","Vinter",4471.6000000000004,1854.6,null,null,null,null,null,null,null,3]
[null,"2012-03-14",17,"Hverdag","Vinter",4430.7,1986.3,null,null,null,null,null,null,null,3]
[null,"2012-03-14",18,"Hverdag","Vinter",4745.3999999999996,2389,null,null,null,null,null,null,null,3]
[null,"2012-03-14",19,"Hverdag","Vinter",4903.5,2586.3000000000002,null,null,null,null,null,null,null,3]
[null,"2012-03-14",20,"Hverdag","Vinter",4846.5,2575.6000000000004,null,null,null,null,null,null,null,3]
[null,"2012-03-14",21,"Hverdag","Vinter",4529.7,2348.1,null,null,null,null,null,null,null,3]
[null,"2012-03-14",22,"Hverdag","Vinter",4205.8,2112.4,null,null,null,null,null,null,null,3]
[null,"2012-03-14",23,"Hverdag","Vinter",3829.3999999999996,1815.9,null,null,null,null,null,null,null,3]
[null,"2012-03-14",24,"Hverdag","Vinter",3434.4,1497.1999999999998,null,null,null,null,null,null,null,3]
[null,"2012-03-15",1,"Hverdag","Vinter",3171,1285.2,null,null,null,null,null,null,null,3]
[null,"2012-03-15",2,"Hverdag","Vinter",3047,1191.7,null,null,null,null,null,null,null,3]
[null,"2012-03-15",3,"Hverdag","Vinter",3006.3,1155.5,null,null,null,null,null,null,null,3]
[null,"2012-03-15",4,"Hverdag","Vinter",3018.8,1149.5999999999999,null,null,null,null,null,null,null,3]
[null,"2012-03-15",5,"Hverdag","Vinter",3096.8,1170.0999999999999,null,null,null,null,null,null,null,3]
[null,"2012-03-15",6,"Hverdag","Vinter",3396.7999999999997,1309.0999999999999,null,null,null,null,null,null,null,3]
[null,"2012-03-15",7,"Hverdag","Vinter",4080.6000000000004,1649.8,null,null,null,null,null,null,null,3]
[null,"2012-03-15",8,"Hverdag","Vinter",4767.2,1932.6,null,null,null,null,null,null,null,3]
[null,"2012-03-15",9,"Hverdag","Vinter",5027.1000000000004,2018.5,null,null,null,null,null,null,null,3]
[null,"2012-03-15",10,"Hverdag","Vinter",5092.1000000000004,2047.2,null,null,null,null,null,null,null,3]
[null,"2012-03-15",11,"Hverdag","Vinter",5181.1000000000004,2079.5,null,null,null,null,null,null,null,3]
[null,"2012-03-15",12,"Hverdag","Vinter",5155.1000000000004,2086.8000000000002,null,null,null,null,null,null,null,3]
[null,"2012-03-15",13,"Hverdag","Vinter",5053.8,2059.3000000000002,null,null,null,null,null,null,null,3]
[null,"2012-03-15",14,"Hverdag","Vinter",5051.1000000000004,2062.5,null,null,null,null,null,null,null,3]
[null,"2012-03-15",15,"Hverdag","Vinter",4959.6000000000004,2082.4,null,null,null,null,null,null,null,3]
[null,"2012-03-15",16,"Hverdag","Vinter",4787.8999999999996,2102.6,null,null,null,null,null,null,null,3]
[null,"2012-03-15",17,{"$f":"CHOOSE(WEEKDAY(B1957,2),$N$165,$N$166,$N$167,$N$168,$N$169,$N$170,$N$171)","v":"Hverdag"},{"$f":"IF(AND(O1957>=4,O1957<=9),\"Sommer\",\"Vinter\")","v":"Vinter"},4792.7,2256.3000000000002,null,null,null,null,null,null,null,{"$f":"MONTH(B1957)","v":3}]
[null,"2012-03-15",18,"Hverdag","Vinter",5100.8999999999996,2666.8,null,null,null,null,null,null,null,3]
[null,"2012-03-15",19,"Hverdag","Vinter",5158.3999999999996,2774.6000000000004,null,null,null,null,null,null,null,3]
[null,"2012-03-15",20,"Hverdag","Vinter",5006.3,2678.8,null,null,null,null,null,null,null,3]
[null,"2012-03-15",21,"Hverdag","Vinter",4624.3999999999996,2430.1,null,null,null,null,null,null,null,3]
[null,"2012-03-15",22,"Hverdag","Vinter",4300.8999999999996,2197.6,null,null,null,null,null,null,null,3]
[null,"2012-03-15",23,"Hverdag","Vinter",3918,1900.4,null,null,null,null,null,null,null,3]
[null,"2012-03-15",24,"Hverdag","Vinter",3506.8999999999996,1582.5,null,null,null,null,null,null,null,3]
[null,"2012-03-16",1,"Hverdag","Vinter",3266.8,1374.2,null,null,null,null,null,null,null,3]
[null,"2012-03-16",2,"Hverdag","Vinter",3150,1281.2,null,null,null,null,null,null,null,3]
[null,"2012-03-16",3,"Hverdag","Vinter",3092.1000000000004,1245.3,null,null,null,null,null,null,null,3]
[null,"2012-03-16",4,"Hverdag","Vinter",3112.3,1244.6999999999998,null,null,null,null,null,null,null,3]
[null,"2012-03-16",5,"Hverdag","Vinter",3197.4,1268.8000000000002,null,null,null,null,null,null,null,3]
[null,"2012-03-16",6,"Hverdag","Vinter",3472.2,1403.8,null,null,null,null,null,null,null,3]
[null,"2012-03-16",7,"Hverdag","Vinter",4074.6000000000004,1691.2,null,null,null,null,null,null,null,3]
[null,"2012-03-16",8,"Hverdag","Vinter",4696.3999999999996,1964.4,null,null,null,null,null,null,null,3]
[null,"2012-03-16",9,"Hverdag","Vinter",4896.5,2051.1999999999998,null,null,null,null,null,null,null,3]
[null,"2012-03-16",10,"Hverdag","Vinter",4886.8999999999996,2045.2,null,null,null,null,null,null,null,3]
[null,"2012-03-16",11,"Hverdag","Vinter",4915.3999999999996,2017,null,null,null,null,null,null,null,3]
[null,"2012-03-16",12,"Hverdag","Vinter",4810.5,1973,null,null,null,null,null,null,null,3]
[null,"2012-03-16",13,"Hverdag","Vinter",4623.6000000000004,1916.1000000000001,null,null,null,null,null,null,null,3]
[null,"2012-03-16",14,"Hverdag","Vinter",4506.3,1887.2,null,null,null,null,null,null,null,3]
[null,"2012-03-16",15,"Hverdag","Vinter",4326.2000000000007,1890.6999999999998,null,null,null,null,null,null,null,3]
[null,"2012-03-16",16,"Hverdag","Vinter",4184.6000000000004,1909.9,null,null,null,null,null,null,null,3]
[null,"2012-03-16",17,"Hverdag","Vinter",4256.8,2067.9,null,null,null,null,null,null,null,3]
[null,"2012-03-16",18,"Hverdag","Vinter",4618,2491.1999999999998,null,null,null,null,null,null,null,3]
[null,"2012-03-16",19,"Hverdag","Vinter",4788.2,2702.2,null,null,null,null,null,null,null,3]
[null,"2012-03-16",20,"Hverdag","Vinter",4581.7999999999993,2567.8000000000002,null,null,null,null,null,null,null,3]
[null,"2012-03-16",21,"Hverdag","Vinter",4183.6000000000004,2285.8000000000002,null,null,null,null,null,null,null,3]
[null,"2012-03-16",22,"Hverdag","Vinter",3884.1,2094,null,null,null,null,null,null,null,3]
[null,"2012-03-16",23,"Hverdag","Vinter",3591.6,1859.8000000000002,null,null,null,null,null,null,null,3]
[null,"2012-03-16",24,"Hverdag","Vinter",3300.1,1618.8,null,null,null,null,null,null,null,3]
[null,"2012-03-17",1,"Weekend","Vinter",3071,1420.5,null,null,null,null,null,null,null,3]
[null,"2012-03-17",2,"Weekend","Vinter",2915.4,1298,null,null,null,null,null,null,null,3]
[null,"2012-03-17",3,"Weekend","Vinter",2834.1000000000004,1230,null,null,null,null,null,null,null,3]
[null,"2012-03-17",4,"Weekend","Vinter",2801.8,1202.3,null,null,null,null,null,null,null,3]
[null,"2012-03-17",5,"Weekend","Vinter",2782,1204.3,null,null,null,null,null,null,null,3]
[null,"2012-03-17",6,"Weekend","Vinter",2908.3999999999996,1247.1999999999998,null,null,null,null,null,null,null,3]
[null,"2012-03-17",7,"Weekend","Vinter",3091.1,1339,null,null,null,null,null,null,null,3]
[null,"2012-03-17",8,"Weekend","Vinter",3428.7000000000003,1581.9,null,null,null,null,null,null,null,3]
[null,"2012-03-17",9,"Weekend","Vinter",3902.3,1898.6,null,null,null,null,null,null,null,3]
[null,"2012-03-17",10,"Weekend","Vinter",4081.8,2091.1999999999998,null,null,null,null,null,null,null,3]
[null,"2012-03-17",11,"Weekend","Vinter",4105.8999999999996,2148.3000000000002,null,null,null,null,null,null,null,3]
[null,"2012-03-17",12,"Weekend","Vinter",4044.7999999999997,2119.5,null,null,null,null,null,null,null,3]
[null,"2012-03-17",13,"Weekend","Vinter",3944,2053.8000000000002,null,null,null,null,null,null,null,3]
[null,"2012-03-17",17,"Weekend","Vinter",3765.2,1996.2,null,null,null,null,null,null,null,3]
[null,"2012-03-17",20,"Weekend","Vinter",4211.8,2502.6000000000004,null,null,null,null,null,null,null,3]
[null,"2012-03-17",24,"Weekend","Vinter",3193.2,1625,null,null,null,null,null,null,null,3]
[null,"2012-03-18",2,"Weekend","Vinter",2827.4,1295.8,null,null,null,null,null,null,null,3]
[null,"2012-03-18",7,"Weekend","Vinter",2850.8,1281.3,null,null,null,null,null,null,null,3]
[null,"2012-03-18",8,"Weekend","Vinter",3103.6000000000004,1472.6,null,null,null,null,null,null,null,3]
[null,"2012-03-18",11,"Weekend","Vinter",3788.5,2042.5,null,null,null,null,null,null,null,3]
[null,"2012-03-18",15,"Weekend","Vinter",3842,2048,null,null,null,null,null,null,null,3]
[null,"2012-03-18",19,"Weekend","Vinter",4531.5,2766.8999999999996,null,null,null,null,null,null,null,3]
[null,"2012-03-18",22,"Weekend","Vinter",3866.3999999999996,2115.5,null,null,null,null,null,null,null,3]
[null,"2012-03-19",2,"Hverdag","Vinter",2933.7,1256.4000000000001,null,null,null,null,null,null,null,3]
[null,"2012-03-19",5,"Hverdag","Vinter",3088.8,1271.7,null,null,null,null,null,null,null,3]
[null,"2012-03-19",8,"Hverdag","Vinter",4715.7000000000007,1971.1,null,null,null,null,null,null,null,3]
[null,"2012-03-19",10,"Hverdag","Vinter",4966.3999999999996,2070.1000000000004,null,null,null,null,null,null,null,3]
[null,"2012-03-19",13,"Hverdag","Vinter",4836.2,1953.8,null,null,null,null,null,null,null,3]
[null,"2012-03-19",17,"Hverdag","Vinter",4453.3999999999996,2048.6000000000004,null,null,null,null,null,null,null,3]
[null,"2012-03-19",21,"Hverdag","Vinter",4553.5,2404.3999999999996,null,null,null,null,null,null,null,3]
[null,"2012-03-19",24,"Hverdag","Vinter",3441.3999999999996,1525.4,null,null,null,null,null,null,null,3]
[null,"2012-03-20",4,"Hverdag","Vinter",3017.8,1210,null,null,null,null,null,null,null,3]
[null,"2012-03-20",7,"Hverdag","Vinter",4095.9,1676.3000000000002,null,null,null,null,null,null,null,3]
[null,"2012-03-20",8,"Hverdag","Vinter",4765.8999999999996,1959.5,null,null,null,null,null,null,null,3]
[null,"2012-03-20",14,"Hverdag","Vinter",4913,1999.9,null,null,null,null,null,null,null,3]
[null,"2012-03-20",15,"Hverdag","Vinter",4801.1000000000004,2008.9,null,null,null,null,null,null,null,3]
[null,"2012-03-20",19,"Hverdag","Vinter",4965.7000000000007,2676.3999999999996,null,null,null,null,null,null,null,3]
[null,"2012-03-20",22,"Hverdag","Vinter",4224.1000000000004,2164.6999999999998,null,null,null,null,null,null,null,3]
[null,"2012-03-21",3,"Hverdag","Vinter",2995,1182.9000000000001,null,null,null,null,null,null,null,3]
[null,"2012-03-21",6,"Hverdag","Vinter",3347,1322.9,null,null,null,null,null,null,null,3]
[null,"2012-03-21",9,"Hverdag","Vinter",4822.8999999999996,1959.1,null,null,null,null,null,null,null,3]
[null,"2012-03-21",10,"Hverdag","Vinter",4837.3999999999996,1955.6,null,null,null,null,null,null,null,3]
[null,"2012-03-21",13,"Hverdag","Vinter",4702,1848.1000000000001,null,null,null,null,null,null,null,3]
[null,"2012-03-21",16,"Hverdag","Vinter",4382,1829.1,null,null,null,null,null,null,null,3]
[null,"2012-03-21",21,"Hverdag","Vinter",4444.2000000000007,2309.9,null,null,null,null,null,null,null,3]
[null,"2012-03-21",24,"Hverdag","Vinter",3342.2,1457.8,null,null,null,null,null,null,null,3]
[null,"2012-03-22",3,"Hverdag","Vinter",2944.8,1129.3,null,null,null,null,null,null,null,3]
[null,"2012-03-22",5,"Hverdag","Vinter",3041.8,1151.3,null,null,null,null,null,null,null,3]
[null,"2012-03-22",11,"Hverdag","Vinter",4815.8999999999996,1877,null,null,null,null,null,null,null,3]
[null,"2012-03-22",12,"Hverdag","Vinter",4768.3,1852.1999999999998,null,null,null,null,null,null,null,3]
[null,"2012-03-22",15,"Hverdag","Vinter",4542.3999999999996,1787.3,null,null,null,null,null,null,null,3]
[null,"2012-03-22",18,"Hverdag","Vinter",4536.8,2236.6999999999998,null,null,null,null,null,null,null,3]
[null,"2012-03-22",22,"Hverdag","Vinter",4069.5,2050.1,null,null,null,null,null,null,null,3]
[null,"2012-03-23",2,"Hverdag","Vinter",2979.5,1151.7,null,null,null,null,null,null,null,3]
[null,"2012-03-23",6,"Hverdag","Vinter",3349.2,1273.5,null,null,null,null,null,null,null,3]
[null,"2012-03-23",9,"Hverdag","Vinter",4744.8999999999996,1936.5,null,null,null,null,null,null,null,3]
[null,"2012-03-23",11,"Hverdag","Vinter",4803,1937.3999999999999,null,null,null,null,null,null,null,3]
[null,"2012-03-23",14,"Hverdag","Vinter",4423.7,1818.9,null,null,null,null,null,null,null,3]
[null,"2012-03-23",17,{"$f":"CHOOSE(WEEKDAY(B2149,2),$N$165,$N$166,$N$167,$N$168,$N$169,$N$170,$N$171)","v":"Hverdag"},{"$f":"IF(AND(O2149>=4,O2149<=9),\"Sommer\",\"Vinter\")","v":"Vinter"},4064.2,1894.2,null,null,null,null,null,null,null,{"$f":"MONTH(B2149)","v":3}]
[null,"2012-03-23",20,"Hverdag","Vinter",4476.5,2475.6999999999998,null,null,null,null,null,null,null,3]
[null,"2012-03-23",24,"Hverdag","Vinter",3272.3,1596.4,null,null,null,null,null,null,null,3]
[null,"2012-03-24",4,"Weekend","Vinter",2767.9,1159.5,null,null,null,null,null,null,null,3]
[null,"2012-03-24",8,"Weekend","Vinter",3377.4,1529.1999999999998,null,null,null,null,null,null,null,3]
[null,"2012-03-24",11,"Weekend","Vinter",3983.7,2052.9,null,null,null,null,null,null,null,3]
[null,"2012-03-24",14,"Weekend","Vinter",3761.6000000000004,1883.9,null,null,null,null,null,null,null,3]
[null,"2012-03-24",17,"Weekend","Vinter",3660.2,1895.6,null,null,null,null,null,null,null,3]
[null,"2012-03-24",19,"Weekend","Vinter",4120.8,2424.6,null,null,null,null,null,null,null,3]
[null,"2012-03-24",23,"Weekend","Vinter",3385.3,1802.2,null,null,null,null,null,null,null,3]
[null,"2012-03-25",2,"Weekend","Vinter",2750.2,1277.3000000000002,null,null,null,null,null,null,null,3]
[null,"2012-03-25",5,"Weekend","Vinter",2678.8,1200.5999999999999,null,null,null,null,null,null,null,3]
[null,"2012-03-25",10,"Weekend","Vinter",3550.6,1822.4,null,null,null,null,null,null,null,3]
[null,"2012-03-25",13,"Weekend","Vinter",3498.3999999999996,1796.5,null,null,null,null,null,null,null,3]
[null,"2012-03-25",16,"Weekend","Vinter",3321.2,1625.8,null,null,null,null,null,null,null,3]
[null,"2012-03-25",17,"Weekend","Vinter",3377.9,1698.9,null,null,null,null,null,null,null,3]
[null,"2012-03-25",23,"Weekend","Vinter",3429,1756.9,null,null,null,null,null,null,null,3]
[null,"2012-03-26",1,"Hverdag","Vinter",2928.2,1243.8,null,null,null,null,null,null,null,3]
[null,"2012-03-26",4,"Hverdag","Vinter",2743.5,1099.5,null,null,null,null,null,null,null,3]
[null,"2012-03-26",7,"Hverdag","Vinter",3901.7999999999997,1595.9,null,null,null,null,null,null,null,3]
[null,"2012-03-26",12,"Hverdag","Vinter",4858,1927.6,null,null,null,null,null,null,null,3]
[null,"2012-03-26",15,"Hverdag","Vinter",4574.6000000000004,1826,null,null,null,null,null,null,null,3]
[null,"2012-03-26",18,"Hverdag","Vinter",4506.3999999999996,2234.6999999999998,null,null,null,null,null,null,null,3]
[null,"2012-03-26",19,"Hverdag","Vinter",4438,2244.5,null,null,null,null,null,null,null,3]
[null,"2012-03-26",22,"Hverdag","Vinter",4158,2092.5,null,null,null,null,null,null,null,3]
[null,"2012-03-27",1,"Hverdag","Vinter",3087.4,1250.1999999999998,null,null,null,null,null,null,null,3]
[null,"2012-03-27",6,"Hverdag","Vinter",3271.7,1246.9000000000001,null,null,null,null,null,null,null,3]
[null,"2012-03-27",9,"Hverdag","Vinter",4875,1892.6,null,null,null,null,null,null,null,3]
[null,"2012-03-27",13,"Hverdag","Vinter",4657.2999999999993,1777.6999999999998,null,null,null,null,null,null,null,3]
[null,"2012-03-27",14,"Hverdag","Vinter",4651.2,1750.8000000000002,null,null,null,null,null,null,null,3]
[null,"2012-03-27",18,"Hverdag","Vinter",4465.8,2130.5,null,null,null,null,null,null,null,3]
[null,"2012-03-27",21,"Hverdag","Vinter",4352.8999999999996,2179.1999999999998,null,null,null,null,null,null,null,3]
[null,"2012-03-27",24,"Hverdag","Vinter",3327.2,1415.6,null,null,null,null,null,null,null,3]
[null,"2012-03-28",4,"Hverdag","Vinter",2830,1067.0999999999999,null,null,null,null,null,null,null,3]
[null,"2012-03-28",7,"Hverdag","Vinter",3921.7,1547.6,null,null,null,null,null,null,null,3]
[null,"2012-03-28",11,"Hverdag","Vinter",4806.6000000000004,1860.4,null,null,null,null,null,null,null,3]
[null,"2012-03-28",15,"Hverdag","Vinter",4602.6000000000004,1840.2,null,null,null,null,null,null,null,3]
[null,"2012-03-28",18,"Hverdag","Vinter",4661,2349.6999999999998,null,null,null,null,null,null,null,3]
[null,"2012-03-28",20,"Hverdag","Vinter",4426.8999999999996,2262.6,null,null,null,null,null,null,null,3]
[null,"2012-03-28",23,"Hverdag","Vinter",3792.9,1850.8000000000002,null,null,null,null,null,null,null,3]
[null,"2012-03-29",2,"Hverdag","Vinter",3009.2,1191.0999999999999,null,null,null,null,null,null,null,3]
[null,"2012-03-29",6,"Hverdag","Vinter",3307.3999999999996,1293.5999999999999,null,null,null,null,null,null,null,3]
[null,"2012-03-29",9,"Hverdag","Vinter",4823.5,1952.9,null,null,null,null,null,null,null,3]
[null,"2012-03-29",13,"Hverdag","Vinter",4786.3999999999996,1926.8000000000002,null,null,null,null,null,null,null,3]
[null,"2012-03-29",17,"Hverdag","Vinter",4424.8999999999996,2008.1000000000001,null,null,null,null,null,null,null,3]
[null,"2012-03-29",20,"Hverdag","Vinter",4312.6000000000004,2177.6999999999998,null,null,null,null,null,null,null,3]
[null,"2012-03-29",21,"Hverdag","Vinter",4350,2266.9,null,null,null,null,null,null,null,3]
[null,"2012-03-30",2,"Hverdag","Vinter",3002.6000000000004,1204.9000000000001,null,null,null,null,null,null,null,3]
[null,"2012-03-30",4,"Hverdag","Vinter",2995.1,1154.4000000000001,null,null,null,null,null,null,null,3]
[null,"2012-03-30",8,"Hverdag","Vinter",4591.3999999999996,1895.5,null,null,null,null,null,null,null,3]
[null,"2012-03-30",11,"Hverdag","Vinter",4884.3,2014.1,null,null,null,null,null,null,null,3]
[null,"2012-03-30",15,"Hverdag","Vinter",4256.1000000000004,1856.8,null,null,null,null,null,null,null,3]
[null,"2012-03-30",19,"Hverdag","Vinter",4241.3999999999996,2272.6999999999998,null,null,null,null,null,null,null,3]
[null,"2012-03-30",22,"Hverdag","Vinter",3885.2,2097.8000000000002,null,null,null,null,null,null,null,3]
[null,"2012-03-30",23,"Hverdag","Vinter",3602.2000000000003,1880.7,null,null,null,null,null,null,null,3]
[null,"2012-03-31",2,"Weekend","Vinter",2996,1315.3000000000002,null,null,null,null,null,null,null,3]
[null,"2012-03-31",8,"Weekend","Vinter",3465.7000000000003,1538.2,null,null,null,null,null,null,null,3]
[null,"2012-03-31",10,"Weekend","Vinter",3893.3999999999996,2043.1,null,null,null,null,null,null,null,3]
[null,"2012-03-31",13,"Weekend","Vinter",3879.7,2028.5,null,null,null,null,null,null,null,3]
[null,"2012-03-31",17,{"$f":"CHOOSE(WEEKDAY(B2341,2),$N$165,$N$166,$N$167,$N$168,$N$169,$N$170,$N$171)","v":"Weekend"},{"$f":"IF(AND(O2341>=4,O2341<=9),\"Sommer\",\"Vinter\")","v":"Vinter"},3765.4,1973,null,null,null,null,null,null,null,{"$f":"MONTH(B2341)","v":3}]
[null,"2012-03-31",20,"Weekend","Vinter",3751.8,2144.1,null,null,null,null,null,null,null,3]
[null,"2012-03-31",21,"Weekend","Vinter",3821.2000000000003,2178.1,null,null,null,null,null,null,null,3]
[null,"2012-04-01",1,"Weekend","Sommer",2978.9,1470.3000000000002,null,null,null,null,null,null,null,4]
[null,"2012-04-01",4,"Weekend","Sommer",2757.4,1255.8,null,null,null,null,null,null,null,4]
[null,"2012-04-01",8,"Weekend","Sommer",3140.1000000000004,1496.4,null,null,null,null,null,null,null,4]
[null,"2012-04-01",10,"Weekend","Sommer",3655.5,1974.8,null,null,null,null,null,null,null,4]
[null,"2012-04-01",15,"Weekend","Sommer",3849.3,1994.6999999999998,null,null,null,null,null,null,null,4]
[null,"2012-04-01",19,"Weekend","Sommer",4206.3,2533.6,null,null,null,null,null,null,null,4]
[null,"2012-04-01",22,"Weekend","Sommer",3858.5,2205.4,null,null,null,null,null,null,null,4]
[null,"2012-04-02",1,"Hverdag","Sommer",3149.1,1456.2,null,null,null,null,null,null,null,4]
[null,"2012-04-02",3,"Hverdag","Sommer",2991.4,1281.0999999999999,null,null,null,null,null,null,null,4]
[null,"2012-04-02",6,"Hverdag","Sommer",3252.8,1393.5,null,null,null,null,null,null,null,4]
[null,"2012-04-02",10,"Hverdag","Sommer",4836.5,2156.8999999999996,null,null,null,null,null,null,null,4]
[null,"2012-04-02",13,"Hverdag","Sommer",4748.1000000000004,2082,null,null,null,null,null,null,null,4]
[null,"2012-04-02",16,"Hverdag","Sommer",4453.1000000000004,2000.3000000000002,null,null,null,null,null,null,null,4]
[null,"2012-04-02",21,"Hverdag","Sommer",4368.6000000000004,2329.4,null,null,null,null,null,null,null,4]
[null,"2012-04-02",24,"Hverdag","Sommer",3509.7,1651.5,null,null,null,null,null,null,null,4]
[null,"2012-04-03",3,"Hverdag","Sommer",3098.2,1289.9000000000001,null,null,null,null,null,null,null,4]
[null,"2012-04-03",5,"Hverdag","Sommer",3239.1,1301.8,null,null,null,null,null,null,null,4]
[null,"2012-04-03",8,"Hverdag","Sommer",4479.8999999999996,1845.1999999999998,null,null,null,null,null,null,null,4]
[null,"2012-04-03",12,"Hverdag","Sommer",4850.6000000000004,2117.1999999999998,null,null,null,null,null,null,null,4]
[null,"2012-04-03",15,"Hverdag","Sommer",4573.6000000000004,1983.3,null,null,null,null,null,null,null,4]
[null,"2012-04-03",18,"Hverdag","Sommer",4534.1000000000004,2338.6,null,null,null,null,null,null,null,4]
[null,"2012-04-03",22,"Hverdag","Sommer",4176.6000000000004,2201,null,null,null,null,null,null,null,4]
[null,"2012-04-04",2,"Hverdag","Sommer",3076.9,1328.5,null,null,null,null,null,null,null,4]
[null,"2012-04-04",3,"Hverdag","Sommer",3021.8,1282.2,null,null,null,null,null,null,null,4]
[null,"2012-04-04",6,"Hverdag","Sommer",3345.2,1397.8,null,null,null,null,null,null,null,4]
[null,"2012-04-04",11,"Hverdag","Sommer",4906.5,2206.8000000000002,null,null,null,null,null,null,null,4]
[null,"2012-04-04",14,"Hverdag","Sommer",4610.8,2026.8,null,null,null,null,null,null,null,4]
[null,"2012-04-04",17,"Hverdag","Sommer",4155.3999999999996,1968.5,null,null,null,null,null,null,null,4]
[null,"2012-04-04",20,"Hverdag","Sommer",4134.2999999999993,2165.6,null,null,null,null,null,null,null,4]
[null,"2012-04-04",24,"Hverdag","Sommer",3404,1716.1999999999998,null,null,null,null,null,null,null,4]
[null,"2012-04-05",4,"Weekend","Sommer",2925.1000000000004,1323.7,null,null,null,null,null,null,null,4]
[null,"2012-04-05",5,"Weekend","Sommer",2970.5,1337.4,null,null,null,null,null,null,null,4]
[null,"2012-04-05",8,"Weekend","Sommer",3431.7,1651.4,null,null,null,null,null,null,null,4]
[null,"2012-04-05",11,"Weekend","Sommer",3912.1000000000004,2109,null,null,null,null,null,null,null,4]
[null,"2012-04-05",17,"Weekend","Sommer",3538.1,1855.7,null,null,null,null,null,null,null,4]
[null,"2012-04-05",19,"Weekend","Sommer",3832.8999999999996,2183.5,null,null,null,null,null,null,null,4]
[null,"2012-04-05",23,"Weekend","Sommer",3440.2,1867.1000000000001,null,null,null,null,null,null,null,4]
[null,"2012-04-06",2,"Weekend","Sommer",2817.2,1349.2,null,null,null,null,null,null,null,4]
[null,"2012-04-06",5,"Weekend","Sommer",2774.5,1286.9000000000001,null,null,null,null,null,null,null,4]
[null,"2012-04-06",6,"Weekend","Sommer",2893.2,1337.1,null,null,null,null,null,null,null,4]
[null,"2012-04-06",10,"Weekend","Sommer",3766.6000000000004,2070.8000000000002,null,null,null,null,null,null,null,4]
[null,"2012-04-06",13,"Weekend","Sommer",3808.6,2133.1,null,null,null,null,null,null,null,4]
[null,"2012-04-06",17,"Weekend","Sommer",3701.8,2086.1,null,null,null,null,null,null,null,4]
[null,"2012-04-06",19,"Weekend","Sommer",3974.7,2374,null,null,null,null,null,null,null,4]
[null,"2012-04-07",1,{"$f":"CHOOSE(WEEKDAY(B2493,2),$N$165,$N$166,$N$167,$N$168,$N$169,$N$170,$N$171)","v":"Weekend"},"Sommer",2982,1520.4,null,null,null,null,null,null,null,4]
[null,"2012-04-07",4,"Weekend","Sommer",2749.9,1311.4,null,null,null,null,null,null,null,4]
[null,"2012-04-07",7,"Weekend","Sommer",3006.2,1413.1,null,null,null,null,null,null,null,4]
[null,"2012-04-07",8,"Weekend","Sommer",3274.3,1609.5,null,null,null,null,null,null,null,4]
[null,"2012-04-07",12,"Weekend","Sommer",3843.8,2140.6999999999998,null,null,null,null,null,null,null,4]
[null,"2012-04-07",15,"Weekend","Sommer",3520.6000000000004,1924.9,null,null,null,null,null,null,null,4]
[null,"2012-04-07",19,"Weekend","Sommer",3844.6,2330.1,null,null,null,null,null,null,null,4]
[null,"2012-04-07",22,"Weekend","Sommer",3668.6,2146.6999999999998,null,null,null,null,null,null,null,4]
[null,"2012-04-08",1,"Weekend","Sommer",3074.8,1584.6999999999998,null,null,null,null,null,null,null,4]
[null,"2012-04-08",6,"Weekend","Sommer",2883.5,1403.1999999999998,null,null,null,null,null,null,null,4]
[null,"2012-04-08",9,"Weekend","Sommer",3319,1855.8,null,null,null,null,null,null,null,4]
[null,"2012-04-08",10,"Weekend","Sommer",3534.6,2021.6,null,null,null,null,null,null,null,4]
[null,"2012-04-08",13,"Weekend","Sommer",3437.3,1952.6999999999998,null,null,null,null,null,null,null,4]
[null,"2012-04-08",18,"Weekend","Sommer",3497.3,2077.6999999999998,null,null,null,null,null,null,null,4]
[null,"2012-04-08",21,"Weekend","Sommer",3629.8,2118.5,null,null,null,null,null,null,null,4]
[null,"2012-04-08",24,"Weekend","Sommer",3084.8,1661.5,null,null,null,null,null,null,null,4]
[null,"2012-04-09",4,"Hverdag","Sommer",2734.4,1243.9000000000001,null,null,null,null,null,null,null,4]
[null,"2012-04-09",7,"Hverdag","Sommer",2923,1336.2,null,null,null,null,null,null,null,4]
[null,"2012-04-09",11,"Hverdag","Sommer",3831.7,2186.8000000000002,null,null,null,null,null,null,null,4]
[null,"2012-04-09",12,"Hverdag","Sommer",3882.1000000000004,2226,null,null,null,null,null,null,null,4]
[null,"2012-04-09",15,"Hverdag","Sommer",3796.7,2090.4,null,null,null,null,null,null,null,4]
[null,"2012-04-09",19,"Hverdag","Sommer",4064.3,2517.1000000000004,null,null,null,null,null,null,null,4]
[null,"2012-04-09",24,"Hverdag","Sommer",3082,1541.9,null,null,null,null,null,null,null,4]
[null,"2012-04-10",2,"Hverdag","Sommer",2851.9,1234.5999999999999,null,null,null,null,null,null,null,4]
[null,"2012-04-10",6,"Hverdag","Sommer",3262,1331.8,null,null,null,null,null,null,null,4]
[null,"2012-04-10",9,"Hverdag","Sommer",4827.5,2054.3000000000002,null,null,null,null,null,null,null,4]
[null,"2012-04-10",13,"Hverdag","Sommer",4859.6000000000004,2072.6999999999998,null,null,null,null,null,null,null,4]
[null,"2012-04-10",14,"Hverdag","Sommer",4859.3999999999996,2044.7,null,null,null,null,null,null,null,4]
[null,"2012-04-10",17,"Hverdag","Sommer",4409.2000000000007,2108.3999999999996,null,null,null,null,null,null,null,4]
[null,"2012-04-10",21,"Hverdag","Sommer",4239.2999999999993,2257.4,null,null,null,null,null,null,null,4]
[null,"2012-04-10",24,"Hverdag","Sommer",3299.7,1504.3,null,null,null,null,null,null,null,4]
[null,"2012-04-11",2,"Hverdag","Sommer",2891.6,1173.3000000000002,null,null,null,null,null,null,null,4]
[null,"2012-04-11",8,"Hverdag","Sommer",4511.2,1840.8000000000002,null,null,null,null,null,null,null,4]
[null,"2012-04-11",11,"Hverdag","Sommer",4908.1000000000004,2007.3999999999999,null,null,null,null,null,null,null,4]
[null,"2012-04-11",12,"Hverdag","Sommer",4835.7,1972.8000000000002,null,null,null,null,null,null,null,4]
[null,"2012-04-11",15,"Hverdag","Sommer",4563.3999999999996,1880.1,null,null,null,null,null,null,null,4]
[null,"2012-04-11",19,"Hverdag","Sommer",4429.7999999999993,2291.8000000000002,null,null,null,null,null,null,null,4]
[null,"2012-04-11",23,"Hverdag","Sommer",3714.1000000000004,1826.3000000000002,null,null,null,null,null,null,null,4]
[null,"2012-04-12",2,"Hverdag","Sommer",2926.7,1183.5,null,null,null,null,null,null,null,4]
[null,"2012-04-12",4,"Hverdag","Sommer",2907.2,1143,null,null,null,null,null,null,null,4]
[null,"2012-04-12",10,"Hverdag","Sommer",4753,1939.2,null,null,null,null,null,null,null,4]
[null,"2012-04-12",13,"Hverdag","Sommer",4633.8999999999996,1852.3000000000002,null,null,null,null,null,null,null,4]
[null,"2012-04-12",14,"Hverdag","Sommer",4628.6000000000004,1835.1,null,null,null,null,null,null,null,4]
[null,"2012-04-12",17,"Hverdag","Sommer",4335.3999999999996,1964.9,null,null,null,null,null,null,null,4]
[null,"2012-04-12",21,"Hverdag","Sommer",4212.6000000000004,2166.9,null,null,null,null,null,null,null,4]
[null,"2012-04-13",1,"Hverdag","Sommer",3056.6,1265,null,null,null,null,null,null,null,4]
[null,"2012-04-13",4,"Hverdag","Sommer",2887.6,1118.4000000000001,null,null,null,null,null,null,null,4]
[null,"2012-04-13",8,"Hverdag","Sommer",4501.3999999999996,1827.5,null,null,null,null,null,null,null,4]
[null,"2012-04-13",10,"Hverdag","Sommer",4813.8,1985.8,null,null,null,null,null,null,null,4]
[null,"2012-04-13",15,"Hverdag","Sommer",4289.6000000000004,1892.9,null,null,null,null,null,null,null,4]
[null,"2012-04-13",16,"Hverdag","Sommer",4155.1000000000004,1900.3999999999999,null,null,null,null,null,null,null,4]
[null,"2012-04-13",19,"Hverdag","Sommer",4327.8,2337.8000000000002,null,null,null,null,null,null,null,4]
[null,"2012-04-13",22,"Hverdag","Sommer",3806.5,2037.5,null,null,null,null,null,null,null,4]
[null,"2012-04-14",3,"Weekend","Sommer",2801.2,1198.5,null,null,null,null,null,null,null,4]
[null,"2012-04-14",6,"Weekend","Sommer",2878.9,1210.3,null,null,null,null,null,null,null,4]
[null,"2012-04-14",10,"Weekend","Sommer",3790.8999999999996,1924.8,null,null,null,null,null,null,null,4]
[null,"2012-04-14",13,"Weekend","Sommer",3738.5,1871.1999999999998,null,null,null,null,null,null,null,4]
[null,"2012-04-14",16,"Weekend","Sommer",3519,1738.5,null,null,null,null,null,null,null,4]
[null,"2012-04-14",18,"Weekend","Sommer",3836.6000000000004,2131.6999999999998,null,null,null,null,null,null,null,4]
[null,"2012-04-14",21,"Weekend","Sommer",3576.8,1973.6999999999998,null,null,null,null,null,null,null,4]
[null,"2012-04-14",24,"Weekend","Sommer",3133.1000000000004,1606.2,null,null,null,null,null,null,null,4]
[null,"2012-04-15",4,"Weekend","Sommer",2610.1999999999998,1156.9000000000001,null,null,null,null,null,null,null,4]
[null,"2012-04-15",9,"Weekend","Sommer",3277.9,1655.2,null,null,null,null,null,null,null,4]
[null,"2012-04-15",12,"Weekend","Sommer",3605.5,1907.1000000000001,null,null,null,null,null,null,null,4]
[null,"2012-04-15",15,"Weekend","Sommer",3387.8999999999996,1772.1,null,null,null,null,null,null,null,4]
[null,"2012-04-15",18,"Weekend","Sommer",3792.2,2215.6,null,null,null,null,null,null,null,4]
[null,"2012-04-15",22,"Weekend","Sommer",3701.7,2023.1000000000001,null,null,null,null,null,null,null,4]
[null,"2012-04-15",23,"Weekend","Sommer",3415.2,1749.8,null,null,null,null,null,null,null,4]
[null,"2012-04-16",3,"Hverdag","Sommer",2745.7,1137.4000000000001,null,null,null,null,null,null,null,4]
[null,"2012-04-16",6,"Hverdag","Sommer",3178.5,1284,null,null,null,null,null,null,null,4]
[null,"2012-04-16",9,"Hverdag","Sommer",4686.7000000000007,1884.8000000000002,null,null,null,null,null,null,null,4]
[null,"2012-04-16",11,"Hverdag","Sommer",4807.8,1905.3000000000002,null,null,null,null,null,null,null,4]
[null,"2012-04-16",17,"Hverdag",{"$f":"IF(AND(O2725>=4,O2725<=9),\"Sommer\",\"Vinter\")","v":"Sommer"},4318.8999999999996,1955.2,null,null,null,null,null,null,null,{"$f":"MONTH(B2725)","v":4}]
[null,"2012-04-16",20,"Hverdag","Sommer",4193.1000000000004,2095.8000000000002,null,null,null,null,null,null,null,4]
[null,"2012-04-16",21,"Hverdag","Sommer",4122.6000000000004,2053.8000000000002,null,null,null,null,null,null,null,4]
[null,"2012-04-16",24,"Hverdag","Sommer",3385.1,1482.6999999999998,null,null,null,null,null,null,null,4]
[null,"2012-04-17",5,"Hverdag","Sommer",3051.5,1173.0999999999999,null,null,null,null,null,null,null,4]
[null,"2012-04-17",8,"Hverdag","Sommer",4470.7,1807.8,null,null,null,null,null,null,null,4]
[null,"2012-04-17",11,"Hverdag","Sommer",4829.3,1925.8,null,null,null,null,null,null,null,4]
[null,"2012-04-17",15,"Hverdag","Sommer",4600.3999999999996,1857.1999999999998,null,null,null,null,null,null,null,4]
[null,"2012-04-17",17,{"$f":"CHOOSE(WEEKDAY(B2749,2),$N$165,$N$166,$N$167,$N$168,$N$169,$N$170,$N$171)","v":"Hverdag"},"Sommer",4356.8999999999996,1961.1999999999998,null,null,null,null,null,null,null,4]
[null,"2012-04-17",22,"Hverdag","Sommer",4096.1000000000004,2061.1999999999998,null,null,null,null,null,null,null,4]
[null,"2012-04-17",23,"Hverdag","Sommer",3751.9,1796.1,null,null,null,null,null,null,null,4]
[null,"2012-04-18",2,"Hverdag","Sommer",2965.1,1178.4000000000001,null,null,null,null,null,null,null,4]
[null,"2012-04-18",6,"Hverdag","Sommer",3244.2,1270.3,null,null,null,null,null,null,null,4]
[null,"2012-04-18",10,"Hverdag","Sommer",4835.8999999999996,1947.5,null,null,null,null,null,null,null,4]
[null,"2012-04-18",13,"Hverdag","Sommer",4735.1000000000004,1891.6,null,null,null,null,null,null,null,4]
[null,"2012-04-18",17,"Hverdag","Sommer",4402.3999999999996,2009.2,null,null,null,null,null,null,null,4]
[null,"2012-04-18",20,"Hverdag","Sommer",4271.8,2122,null,null,null,null,null,null,null,4]
[null,"2012-04-18",23,"Hverdag","Sommer",3767,1801.2,null,null,null,null,null,null,null,4]
[null,"2012-04-19",1,"Hverdag","Sommer",3080,1270.5999999999999,null,null,null,null,null,null,null,4]
[null,"2012-04-19",4,"Hverdag","Sommer",2904.7,1118.4000000000001,null,null,null,null,null,null,null,4]
[null,"2012-04-19",8,"Hverdag","Sommer",4468.5,1782.8000000000002,null,null,null,null,null,null,null,4]
[null,"2012-04-19",12,"Hverdag","Sommer",4741,1841.6,null,null,null,null,null,null,null,4]
[null,"2012-04-19",15,"Hverdag","Sommer",4508.3999999999996,1770.8,null,null,null,null,null,null,null,4]
[null,"2012-04-19",19,"Hverdag","Sommer",4332.5,2153.9,null,null,null,null,null,null,null,4]
[null,"2012-04-19",22,"Hverdag","Sommer",4033.2,2025.7,null,null,null,null,null,null,null,4]
[null,"2012-04-20",1,"Hverdag","Sommer",3032.3999999999996,1241.8,null,null,null,null,null,null,null,4]
[null,"2012-04-20",3,"Hverdag","Sommer",2859.3999999999996,1105.8,null,null,null,null,null,null,null,4]
[null,"2012-04-20",6,"Hverdag","Sommer",3169.6000000000004,1215.3000000000002,null,null,null,null,null,null,null,4]
[null,"2012-04-20",10,"Hverdag","Sommer",4764.6000000000004,1929.9,null,null,null,null,null,null,null,4]
[null,"2012-04-20",13,"Hverdag","Sommer",4573.8,1877.7,null,null,null,null,null,null,null,4]
[null,"2012-04-20",18,"Hverdag","Sommer",4336.7,2267.3000000000002,null,null,null,null,null,null,null,4]
[null,"2012-04-20",21,"Hverdag","Sommer",3865,2018.9,null,null,null,null,null,null,null,4]
[null,"2012-04-20",24,"Hverdag","Sommer",3239.7,1568.4,null,null,null,null,null,null,null,4]
[null,"2012-04-21",1,"Weekend","Sommer",2988.8,1359.6999999999998,null,null,null,null,null,null,null,4]
[null,"2012-04-21",7,"Weekend","Sommer",2896.2,1189.9000000000001,null,null,null,null,null,null,null,4]
[null,"2012-04-21",8,"Weekend","Sommer",3222.1,1437.8000000000002,null,null,null,null,null,null,null,4]
[null,"2012-04-21",12,"Weekend","Sommer",3886.7999999999997,1986.5,null,null,null,null,null,null,null,4]
[null,"2012-04-21",15,"Weekend","Sommer",3612.4,1795.4,null,null,null,null,null,null,null,4]
[null,"2012-04-21",19,"Weekend","Sommer",3883.2,2215.5,null,null,null,null,null,null,null,4]
[null,"2012-04-21",20,"Weekend","Sommer",3639.2999999999997,2030.6999999999998,null,null,null,null,null,null,null,4]
[null,"2012-04-22",2,"Weekend","Sommer",2715.4,1229.2,null,null,null,null,null,null,null,4]
[null,"2012-04-22",3,"Weekend","Sommer",2639.8999999999996,1158.5,null,null,null,null,null,null,null,4]
[null,"2012-04-22",6,"Weekend","Sommer",2641.2,1127.9000000000001,null,null,null,null,null,null,null,4]
[null,"2012-04-22",9,"Weekend","Sommer",3235.8,1631.6,null,null,null,null,null,null,null,4]
[null,"2012-04-22",14,"Weekend","Sommer",3444.7,1769.9,null,null,null,null,null,null,null,4]
[null,"2012-04-22",17,"Weekend","Sommer",3545.1,1898.7,null,null,null,null,null,null,null,4]
[null,"2012-04-22",21,"Weekend","Sommer",3637,1997.3,null,null,null,null,null,null,null,4]
[null,"2012-04-22",24,"Weekend","Sommer",3072.8999999999996,1410.6,null,null,null,null,null,null,null,4]
[null,"2012-04-23",2,"Hverdag","Sommer",2771.4,1113.3,null,null,null,null,null,null,null,4]
[null,"2012-04-23",5,"Hverdag","Sommer",2832.1,1094.5999999999999,null,null,null,null,null,null,null,4]
[null,"2012-04-23",8,"Hverdag","Sommer",4296.8999999999996,1733.3,null,null,null,null,null,null,null,4]
[null,"2012-04-23",12,"Hverdag","Sommer",4651.8999999999996,1801,null,null,null,null,null,null,null,4]
[null,"2012-04-23",15,"Hverdag","Sommer",4486.2999999999993,1775.9,null,null,null,null,null,null,null,4]
[null,"2012-04-23",19,"Hverdag","Sommer",4379.5,2233.1000000000004,null,null,null,null,null,null,null,4]
[null,"2012-04-23",23,"Hverdag","Sommer",3643.4,1717.5,null,null,null,null,null,null,null,4]
[null,"2012-04-24",2,"Hverdag","Sommer",2873.6000000000004,1109.3,null,null,null,null,null,null,null,4]
[null,"2012-04-24",5,"Hverdag","Sommer",2915.7,1090.7,null,null,null,null,null,null,null,4]
[null,"2012-04-24",8,"Hverdag","Sommer",4323.1000000000004,1709,null,null,null,null,null,null,null,4]
[null,"2012-04-24",10,"Hverdag","Sommer",4633.5,1814.2,null,null,null,null,null,null,null,4]
[null,"2012-04-24",14,"Hverdag","Sommer",4606.5,1769.5,null,null,null,null,null,null,null,4]
[null,"2012-04-24",17,"Hverdag",{"$f":"IF(AND(O2917>=4,O2917<=9),\"Sommer\",\"Vinter\")","v":"Sommer"},4346.7,1952.6,null,null,null,null,null,null,null,{"$f":"MONTH(B2917)","v":4}]
[null,"2012-04-24",21,"Hverdag","Sommer",4157.8,2079.9,null,null,null,null,null,null,null,4]
[null,"2012-04-25",1,"Hverdag","Sommer",3039.1,1208,null,null,null,null,null,null,null,4]
[null,"2012-04-25",4,"Hverdag","Sommer",2856.6,1055.4000000000001,null,null,null,null,null,null,null,4]
[null,"2012-04-25",5,"Hverdag","Sommer",2935.1,1074.6999999999998,null,null,null,null,null,null,null,4]
[null,"2012-04-25",8,"Hverdag","Sommer",4442.7,1764.9,null,null,null,null,null,null,null,4]
[null,"2012-04-25",14,"Hverdag","Sommer",4670.2000000000007,1824.4,null,null,null,null,null,null,null,4]
[null,"2012-04-25",16,"Hverdag","Sommer",4353.1000000000004,1807.5,null,null,null,null,null,null,null,4]
[null,"2012-04-25",19,"Hverdag","Sommer",4336.5,2182.9,null,null,null,null,null,null,null,4]
[null,"2012-04-25",22,"Hverdag","Sommer",3967.6000000000004,1979.9,null,null,null,null,null,null,null,4]
[null,"2012-04-26",3,"Hverdag","Sommer",2765.8999999999996,1066,null,null,null,null,null,null,null,4]
[null,"2012-04-26",6,"Hverdag","Sommer",3092.5,1182.5,null,null,null,null,null,null,null,4]
[null,"2012-04-26",7,"Hverdag","Sommer",3685.8999999999996,1424,null,null,null,null,null,null,null,4]
[null,"2012-04-26",10,"Hverdag","Sommer",4852.5,1945.2,null,null,null,null,null,null,null,4]
[null,"2012-04-26",13,"Hverdag","Sommer",4772.3999999999996,1910.9,null,null,null,null,null,null,null,4]
[null,"2012-04-26",16,"Hverdag","Sommer",4471.8999999999996,1900.3,null,null,null,null,null,null,null,4]
[null,"2012-04-26",21,"Hverdag","Sommer",4094.5,2005.3,null,null,null,null,null,null,null,4]
[null,"2012-04-26",24,"Hverdag","Sommer",3347.6,1454,null,null,null,null,null,null,null,4]
[null,"2012-04-27",4,"Hverdag","Sommer",2874.9,1095.2,null,null,null,null,null,null,null,4]
[null,"2012-04-27",5,"Hverdag","Sommer",2977.4,1112.5999999999999,null,null,null,null,null,null,null,4]
[null,"2012-04-27",9,"Hverdag",{"$f":"IF(AND(O2981>=4,O2981<=9),\"Sommer\",\"Vinter\")","v":"Sommer"},4656.2,1855.6999999999998,null,null,null,null,null,null,null,{"$f":"MONTH(B2981)","v":4}]
[null,"2012-04-27",12,"Hverdag","Sommer",4716.1000000000004,1878,null,null,null,null,null,null,null,4]
[null,"2012-04-27",15,"Hverdag","Sommer",4222.1000000000004,1811.3000000000002,null,null,null,null,null,null,null,4]
[null,"2012-04-27",19,"Hverdag","Sommer",4181,2156,null,null,null,null,null,null,null,4]
[null,"2012-04-27",22,"Hverdag","Sommer",3708.2,1875,null,null,null,null,null,null,null,4]
[null,"2012-04-28",3,"Weekend","Sommer",2691.4,1092.3,null,null,null,null,null,null,null,4]
[null,"2012-04-28",6,"Weekend","Sommer",2648.4,1047.5,null,null,null,null,null,null,null,4]
[null,"2012-04-28",9,{"$f":"CHOOSE(WEEKDAY(B3005,2),$N$165,$N$166,$N$167,$N$168,$N$169,$N$170,$N$171)","v":"Weekend"},"Sommer",3457.2,1660.3,null,null,null,null,null,null,null,4]
[null,"2012-04-28",11,"Weekend","Sommer",3743.8999999999996,1904.1999999999998,null,null,null,null,null,null,null,4]
[null,"2012-04-28",14,"Weekend","Sommer",3686,1888.1999999999998,null,null,null,null,null,null,null,4]
[null,"2012-04-28",17,"Weekend","Sommer",3629.7,1941.4,null,null,null,null,null,null,null,4]
[null,"2012-04-28",21,"Weekend","Sommer",3515.1000000000004,1962.2,null,null,null,null,null,null,null,4]
[null,"2012-04-28",24,"Weekend","Sommer",3036,1587.9,null,null,null,null,null,null,null,4]
[null,"2012-04-29",5,"Weekend","Sommer",2622.8,1134.7,null,null,null,null,null,null,null,4]
[null,"2012-04-29",8,"Weekend","Sommer",3007.8,1359.1,null,null,null,null,null,null,null,4]
[null,"2012-04-29",11,"Weekend","Sommer",3608.9,1885.6000000000001,null,null,null,null,null,null,null,4]
[null,"2012-04-29",12,"Weekend","Sommer",3616.4,1878,null,null,null,null,null,null,null,4]
[null,"2012-04-29",17,"Weekend","Sommer",3593,1829,null,null,null,null,null,null,null,4]
[null,"2012-04-29",19,"Weekend","Sommer",3866.2,2226.8000000000002,null,null,null,null,null,null,null,4]
[null,"2012-04-29",23,"Weekend","Sommer",3328.1,1727.4,null,null,null,null,null,null,null,4]
[null,"2012-04-30",2,"Hverdag","Sommer",2690.1,1093.9000000000001,null,null,null,null,null,null,null,4]
[null,"2012-04-30",6,"Hverdag","Sommer",2909.6,1122.0999999999999,null,null,null,null,null,null,null,4]
[null,"2012-04-30",10,"Hverdag","Sommer",4508.1000000000004,1801.3999999999999,null,null,null,null,null,null,null,4]
[null,"2012-04-30",13,"Hverdag","Sommer",4384,1696.8000000000002,null,null,null,null,null,null,null,4]
[null,"2012-04-30",14,"Hverdag","Sommer",4387.5,1668.2,null,null,null,null,null,null,null,4]
[null,"2012-04-30",17,"Hverdag","Sommer",3980.3,1704.6999999999998,null,null,null,null,null,null,null,4]
[null,"2012-04-30",23,"Hverdag","Sommer",3505.3,1688.4,null,null,null,null,null,null,null,4]
[null,"2012-05-01",1,"Weekend","Sommer",2807.3,1150.4000000000001,null,null,null,null,null,null,null,5]
[null,"2012-05-01",4,"Weekend","Sommer",2627.3,1000.7,null,null,null,null,null,null,null,5]
[null,"2012-05-01",8,"Weekend","Sommer",3759.8,1587.6,null,null,null,null,null,null,null,5]
[null,"2012-05-01",12,"Weekend","Sommer",4081.1,1701,null,null,null,null,null,null,null,5]
[null,"2012-05-01",15,"Weekend","Sommer",3892,1625.5,null,null,null,null,null,null,null,5]
[null,"2012-05-01",16,"Weekend","Sommer",3795.9,1618.6999999999998,null,null,null,null,null,null,null,5]
[null,"2012-05-01",19,"Weekend","Sommer",3915.7999999999997,1989.4,null,null,null,null,null,null,null,5]
[null,"2012-05-01",23,"Weekend","Sommer",3381.5,1654,null,null,null,null,null,null,null,5]
[null,"2012-05-02",1,{"$f":"CHOOSE(WEEKDAY(B3093,2),$N$165,$N$166,$N$167,$N$168,$N$169,$N$170,$N$171)","v":"Hverdag"},"Sommer",2820.7,1131.0999999999999,null,null,null,null,null,null,null,5]
[null,"2012-05-02",6,"Hverdag","Sommer",2889,1065.5,null,null,null,null,null,null,null,5]
[null,"2012-05-02",10,"Hverdag","Sommer",4460.3,1707,null,null,null,null,null,null,null,5]
[null,"2012-05-02",13,"Hverdag","Sommer",4387.5,1627.1,null,null,null,null,null,null,null,5]
[null,"2012-05-02",14,"Hverdag","Sommer",4404.3999999999996,1617.3000000000002,null,null,null,null,null,null,null,5]
[null,"2012-05-02",18,"Hverdag","Sommer",4178.1000000000004,1944.5,null,null,null,null,null,null,null,5]
[null,"2012-05-02",21,"Hverdag","Sommer",3717.7,1750,null,null,null,null,null,null,null,5]
[null,"2012-05-03",1,"Hverdag","Sommer",2836.6,1115.0999999999999,null,null,null,null,null,null,null,5]
[null,"2012-05-03",4,"Hverdag","Sommer",2672.5,968.8,null,null,null,null,null,null,null,5]
[null,"2012-05-03",7,"Hverdag","Sommer",3441.3,1290.5999999999999,null,null,null,null,null,null,null,5]
[null,"2012-05-03",12,"Hverdag","Sommer",4459.5,1675.1999999999998,null,null,null,null,null,null,null,5]
[null,"2012-05-03",15,"Hverdag","Sommer",4236.2,1607.8,null,null,null,null,null,null,null,5]
[null,"2012-05-03",16,"Hverdag","Sommer",4056.7999999999997,1590.1,null,null,null,null,null,null,null,5]
[null,"2012-05-03",20,"Hverdag","Sommer",3785.5,1794.2,null,null,null,null,null,null,null,5]
[null,"2012-05-03",23,"Hverdag","Sommer",3508.3,1694,null,null,null,null,null,null,null,5]
[null,"2012-05-04",3,"Weekend","Sommer",2579.1,1002.6,null,null,null,null,null,null,null,5]
[null,"2012-05-04",6,"Weekend","Sommer",2572.6999999999998,960.5,null,null,null,null,null,null,null,5]
[null,"2012-05-04",9,"Weekend","Sommer",3348.3999999999996,1582.6999999999998,null,null,null,null,null,null,null,5]
[null,"2012-05-04",13,"Weekend","Sommer",3525.5,1707.7,null,null,null,null,null,null,null,5]
[null,"2012-05-04",17,"Weekend","Sommer",3416.7,1714.5,null,null,null,null,null,null,null,5]
[null,"2012-05-04",18,"Weekend","Sommer",3666.2999999999997,1989.2,null,null,null,null,null,null,null,5]
[null,"2012-05-04",21,"Weekend","Sommer",3376.8999999999996,1780.3,null,null,null,null,null,null,null,5]
[null,"2012-05-05",2,"Weekend","Sommer",2600.1000000000004,1158.5999999999999,null,null,null,null,null,null,null,5]
[null,"2012-05-05",5,"Weekend","Sommer",2548.1000000000004,1086.0999999999999,null,null,null,null,null,null,null,5]
[null,"2012-05-05",8,"Weekend","Sommer",2950,1340,null,null,null,null,null,null,null,5]
[null,"2012-05-05",12,"Weekend","Sommer",3539.5,1760.1999999999998,null,null,null,null,null,null,null,5]
[null,"2012-05-05",15,"Weekend","Sommer",3325.7,1618.1,null,null,null,null,null,null,null,5]
[null,"2012-05-05",19,"Weekend","Sommer",3643.7,2032.1999999999998,null,null,null,null,null,null,null,5]
[null,"2012-05-05",20,"Weekend","Sommer",3417.5,1857.6000000000001,null,null,null,null,null,null,null,5]
[null,"2012-05-05",23,"Weekend","Sommer",3211.4,1704,null,null,null,null,null,null,null,5]
[null,"2012-05-06",2,"Weekend","Sommer",2572,1177.5999999999999,null,null,null,null,null,null,null,5]
[null,"2012-05-06",8,"Weekend","Sommer",2772.7,1286.9000000000001,null,null,null,null,null,null,null,5]
[null,"2012-05-06",10,"Weekend","Sommer",3317.3,1729.5,null,null,null,null,null,null,null,5]
[null,"2012-05-06",14,"Weekend","Sommer",3336.7,1678.6,null,null,null,null,null,null,null,5]
[null,"2012-05-06",17,"Weekend","Sommer",3308.3,1706.5,null,null,null,null,null,null,null,5]
[null,"2012-05-06",21,"Weekend","Sommer",3388.8,1811.8000000000002,null,null,null,null,null,null,null,5]
[null,"2012-05-06",22,"Weekend","Sommer",3423.3,1812.7,null,null,null,null,null,null,null,5]
[null,"2012-05-07",1,"Hverdag","Sommer",2797,1183.8,null,null,null,null,null,null,null,5]
[null,"2012-05-07",5,"Hverdag","Sommer",2697.1,1067.3,null,null,null,null,null,null,null,5]
[null,"2012-05-07",8,"Hverdag","Sommer",4160.8999999999996,1642.5,null,null,null,null,null,null,null,5]
[null,"2012-05-07",10,"Hverdag","Sommer",4544.7,1771.6,null,null,null,null,null,null,null,5]
[null,"2012-05-07",16,"Hverdag","Sommer",4244.5,1716.6,null,null,null,null,null,null,null,5]
[null,"2012-05-07",19,"Hverdag","Sommer",4279.8,2132.8999999999996,null,null,null,null,null,null,null,5]
[null,"2012-05-07",22,"Hverdag","Sommer",3786.1,1824.3,null,null,null,null,null,null,null,5]
[null,"2012-05-07",23,"Hverdag","Sommer",3613.3,1684.9,null,null,null,null,null,null,null,5]
[null,"2012-05-08",3,"Hverdag","Sommer",2788.3999999999996,1041.5,null,null,null,null,null,null,null,5]
[null,"2012-05-08",7,"Hverdag","Sommer",3594.6,1360.4,null,null,null,null,null,null,null,5]
[null,"2012-05-08",10,"Hverdag","Sommer",4646.6000000000004,1784.4,null,null,null,null,null,null,null,5]
[null,"2012-05-08",13,"Hverdag","Sommer",4569.3,1724,null,null,null,null,null,null,null,5]
[null,"2012-05-08",16,"Hverdag","Sommer",4305.2,1738.8,null,null,null,null,null,null,null,5]
[null,"2012-05-08",21,"Hverdag","Sommer",3976.6000000000004,1925.8,null,null,null,null,null,null,null,5]
[null,"2012-05-08",24,"Hverdag","Sommer",3250.8999999999996,1372.1,null,null,null,null,null,null,null,5]
[null,"2012-05-09",1,"Hverdag","Sommer",2983.7,1158.8,null,null,null,null,null,null,null,5]
[null,"2012-05-09",5,"Hverdag","Sommer",2859.7,1015,null,null,null,null,null,null,null,5]
[null,"2012-05-09",9,"Hverdag","Sommer",4551.6000000000004,1732.5,null,null,null,null,null,null,null,5]
[null,"2012-05-09",12,"Hverdag","Sommer",4720.1000000000004,1783.1000000000001,null,null,null,null,null,null,null,5]
[null,"2012-05-09",15,"Hverdag","Sommer",4546.1000000000004,1748.1,null,null,null,null,null,null,null,5]
[null,"2012-05-09",19,"Hverdag","Sommer",4411.8,2180,null,null,null,null,null,null,null,5]
[null,"2012-05-09",22,"Hverdag","Sommer",3839.7,1821.7,null,null,null,null,null,null,null,5]
[null,"2012-05-09",24,"Hverdag","Sommer",3258.1,1358.1,null,null,null,null,null,null,null,5]
[null,"2012-05-10",3,"Hverdag","Sommer",2764.9,993.2,null,null,null,null,null,null,null,5]
[null,"2012-05-10",6,"Hverdag","Sommer",2989.8,1028.0999999999999,null,null,null,null,null,null,null,5]
[null,"2012-05-10",11,"Hverdag","Sommer",4836,1832.2,null,null,null,null,null,null,null,5]
[null,"2012-05-10",14,"Hverdag","Sommer",4866.3999999999996,1866.1999999999998,null,null,null,null,null,null,null,5]
[null,"2012-05-10",17,"Hverdag",{"$f":"IF(AND(O3301>=4,O3301<=9),\"Sommer\",\"Vinter\")","v":"Sommer"},4554.5,2024,null,null,null,null,null,null,null,{"$f":"MONTH(B3301)","v":5}]
[null,"2012-05-10",21,"Hverdag","Sommer",4052.6000000000004,1937.1999999999998,null,null,null,null,null,null,null,5]
[null,"2012-05-10",24,"Hverdag","Sommer",3279.2,1382,null,null,null,null,null,null,null,5]
[null,"2012-05-11",4,"Hverdag","Sommer",2814.5,1011.2,null,null,null,null,null,null,null,5]
[null,"2012-05-11",5,"Hverdag","Sommer",2879.8999999999996,1027.4000000000001,null,null,null,null,null,null,null,5]
[null,"2012-05-11",8,"Hverdag","Sommer",4382.7,1665.8,null,null,null,null,null,null,null,5]
[null,"2012-05-11",12,"Hverdag","Sommer",4728.3,1851.5,null,null,null,null,null,null,null,5]
[null,"2012-05-11",17,"Hverdag","Sommer",4061.9,1894.4,null,null,null,null,null,null,null,5]
[null,"2012-05-11",19,"Hverdag","Sommer",4169.8999999999996,2178.5,null,null,null,null,null,null,null,5]
[null,"2012-05-11",23,"Hverdag","Sommer",3456.1,1751,null,null,null,null,null,null,null,5]
[null,"2012-05-12",2,"Weekend","Sommer",2820.8999999999996,1211.8,null,null,null,null,null,null,null,5]
[null,"2012-05-12",3,"Weekend","Sommer",2739.5,1151.8,null,null,null,null,null,null,null,5]
[null,"2012-05-12",6,"Weekend","Sommer",2710.2,1075.0999999999999,null,null,null,null,null,null,null,5]
[null,"2012-05-12",10,"Weekend","Sommer",3727.9,1870.7,null,null,null,null,null,null,null,5]
[null,"2012-05-12",14,"Weekend","Sommer",3661,1838.1,null,null,null,null,null,null,null,5]
[null,"2012-05-12",17,"Weekend","Sommer",3622.7,1881.8000000000002,null,null,null,null,null,null,null,5]
[null,"2012-05-12",19,"Weekend","Sommer",3850.7,2193.3999999999996,null,null,null,null,null,null,null,5]
[null,"2012-05-13",1,{"$f":"CHOOSE(WEEKDAY(B3357,2),$N$165,$N$166,$N$167,$N$168,$N$169,$N$170,$N$171)","v":"Weekend"},"Sommer",2830.1000000000004,1346.2,null,null,null,null,null,null,null,5]
[null,"2012-05-13",4,"Weekend","Sommer",2535.3999999999996,1105,null,null,null,null,null,null,null,5]
[null,"2012-05-13",5,"Weekend","Sommer",2507.4,1078.3,null,null,null,null,null,null,null,5]
[null,"2012-05-13",8,"Weekend","Sommer",2814.5,1297.1999999999998,null,null,null,null,null,null,null,5]
[null,"2012-05-13",12,"Weekend","Sommer",3419.7,1735.3000000000002,null,null,null,null,null,null,null,5]
[null,"2012-05-13",16,"Weekend","Sommer",3250.3999999999996,1594.2,null,null,null,null,null,null,null,5]
[null,"2012-05-13",19,"Weekend","Sommer",3676.7,2082.8000000000002,null,null,null,null,null,null,null,5]
[null,"2012-05-13",23,"Weekend","Sommer",3314.8,1672.9,null,null,null,null,null,null,null,5]
[null,"2012-05-14",1,"Hverdag","Sommer",2816.6,1179.2,null,null,null,null,null,null,null,5]
[null,"2012-05-14",6,"Hverdag","Sommer",2934.5,1101.4000000000001,null,null,null,null,null,null,null,5]
[null,"2012-05-14",7,"Hverdag","Sommer",3568.8999999999996,1374.5,null,null,null,null,null,null,null,5]
[null,"2012-05-14",10,"Hverdag","Sommer",4643.5,1805.7,null,null,null,null,null,null,null,5]
[null,"2012-05-14",14,"Hverdag","Sommer",4645.2,1784,null,null,null,null,null,null,null,5]
[null,"2012-05-14",18,"Hverdag","Sommer",4507.3,2244.8000000000002,null,null,null,null,null,null,null,5]
[null,"2012-05-14",21,"Hverdag","Sommer",3902.2000000000003,1870.6,null,null,null,null,null,null,null,5]
[null,"2012-05-15",1,"Hverdag","Sommer",2986,1157.0999999999999,null,null,null,null,null,null,null,5]
[null,"2012-05-15",4,"Hverdag","Sommer",2797.8,1011.5,null,null,null,null,null,null,null,5]
[null,"2012-05-15",7,"Hverdag","Sommer",3609.4,1343.1999999999998,null,null,null,null,null,null,null,5]
[null,"2012-05-15",9,"Hverdag","Sommer",4575.8999999999996,1753.8000000000002,null,null,null,null,null,null,null,5]
[null,"2012-05-15",12,"Hverdag","Sommer",4691.2,1776.5,null,null,null,null,null,null,null,5]
[null,"2012-05-15",16,"Hverdag","Sommer",4334.2,1742.1,null,null,null,null,null,null,null,5]
[null,"2012-05-15",20,"Hverdag","Sommer",4145.6000000000004,2017.3,null,null,null,null,null,null,null,5]
[null,"2012-05-15",23,"Hverdag","Sommer",3664.9,1665.4,null,null,null,null,null,null,null,5]
[null,"2012-05-16",3,"Hverdag","Sommer",2831.1,1028.5,null,null,null,null,null,null,null,5]
[null,"2012-05-16",6,"Hverdag","Sommer",3064,1066.8,null,null,null,null,null,null,null,5]
[null,"2012-05-16",9,"Hverdag","Sommer",4652.7000000000007,1808.1000000000001,null,null,null,null,null,null,null,5]
[null,"2012-05-16",13,"Hverdag","Sommer",4719.8,1836.7,null,null,null,null,null,null,null,5]
[null,"2012-05-16",14,"Hverdag","Sommer",4721.7,1833.6999999999998,null,null,null,null,null,null,null,5]
[null,"2012-05-16",18,"Hverdag","Sommer",4541.1000000000004,2266.6,null,null,null,null,null,null,null,5]
[null,"2012-05-16",21,"Hverdag","Sommer",3999.8,1982.4,null,null,null,null,null,null,null,5]
[null,"2012-05-17",2,"Weekend","Sommer",2857.9,1246.5,null,null,null,null,null,null,null,5]
[null,"2012-05-17",5,"Weekend","Sommer",2733,1150.3,null,null,null,null,null,null,null,5]
[null,"2012-05-17",8,"Weekend","Sommer",3174,1442.5,null,null,null,null,null,null,null,5]
[null,"2012-05-17",9,"Weekend","Sommer",3534.3,1735.6,null,null,null,null,null,null,null,5]
[null,"2012-05-17",12,"Weekend","Sommer",3790.6000000000004,1974.1,null,null,null,null,null,null,null,5]
[null,"2012-05-17",15,"Weekend","Sommer",3620.9,1819.9,null,null,null,null,null,null,null,5]
[null,"2012-05-17",20,"Weekend","Sommer",3597,1966.6,null,null,null,null,null,null,null,5]
[null,"2012-05-17",23,"Weekend","Sommer",3347.1000000000004,1745.4,null,null,null,null,null,null,null,5]
[null,"2012-05-18",2,"Hverdag","Sommer",2729.7,1190.9000000000001,null,null,null,null,null,null,null,5]
[null,"2012-05-18",4,"Hverdag","Sommer",2604.6,1112.3,null,null,null,null,null,null,null,5]
[null,"2012-05-18",10,"Hverdag","Sommer",3920.3,1836.2,null,null,null,null,null,null,null,5]
[null,"2012-05-18",11,"Hverdag","Sommer",3961.6,1844.3,null,null,null,null,null,null,null,5]
[null,"2012-05-18",14,"Hverdag","Sommer",3756.2,1687.3,null,null,null,null,null,null,null,5]
[null,"2012-05-18",17,"Hverdag",{"$f":"IF(AND(O3493>=4,O3493<=9),\"Sommer\",\"Vinter\")","v":"Sommer"},3574.9,1697.1,null,null,null,null,null,null,null,{"$f":"MONTH(B3493)","v":5}]
[null,"2012-05-18",21,"Hverdag","Sommer",3399.8999999999996,1723.6,null,null,null,null,null,null,null,5]
[null,"2012-05-19",1,"Weekend","Sommer",2839.2,1278.4000000000001,null,null,null,null,null,null,null,5]
[null,"2012-05-19",4,"Weekend","Sommer",2564,1043.3,null,null,null,null,null,null,null,5]
[null,"2012-05-19",8,"Weekend","Sommer",2924.6,1258,null,null,null,null,null,null,null,5]
[null,"2012-05-19",10,"Weekend","Sommer",3492.7000000000003,1743.9,null,null,null,null,null,null,null,5]
[null,"2012-05-19",13,"Weekend","Sommer",3503,1756.6,null,null,null,null,null,null,null,5]
[null,"2012-05-19",16,"Weekend","Sommer",3312.1,1626.6,null,null,null,null,null,null,null,5]
[null,"2012-05-19",19,"Weekend","Sommer",3580.1,2009.2,null,null,null,null,null,null,null,5]
[null,"2012-05-19",23,"Weekend","Sommer",3131.7,1653.6999999999998,null,null,null,null,null,null,null,5]
[null,"2012-05-20",3,"Weekend","Sommer",2443.1,1065.9000000000001,null,null,null,null,null,null,null,5]
[null,"2012-05-20",7,"Weekend","Sommer",2423.1,1003.9000000000001,null,null,null,null,null,null,null,5]
[null,"2012-05-20",10,"Weekend","Sommer",3184.8999999999996,1607.9,null,null,null,null,null,null,null,5]
[null,"2012-05-20",13,"Weekend","Sommer",3195.5,1564.1999999999998,null,null,null,null,null,null,null,5]
[null,"2012-05-20",16,"Weekend","Sommer",3087.2,1480.1,null,null,null,null,null,null,null,5]
[null,"2012-05-20",18,"Weekend","Sommer",3421.8,1837.4,null,null,null,null,null,null,null,5]
[null,"2012-05-20",21,"Weekend","Sommer",3298.9,1721.6,null,null,null,null,null,null,null,5]
[null,"2012-05-21",1,"Hverdag","Sommer",2702.7,1082.3,null,null,null,null,null,null,null,5]
[null,"2012-05-21",4,"Hverdag","Sommer",2546.8000000000002,928.1,null,null,null,null,null,null,null,5]
[null,"2012-05-21",9,"Hverdag",{"$f":"IF(AND(O3557>=4,O3557<=9),\"Sommer\",\"Vinter\")","v":"Sommer"},4351,1623,null,null,null,null,null,null,null,{"$f":"MONTH(B3557)","v":5}]
[null,"2012-05-21",12,"Hverdag","Sommer",4523.8,1632.4,null,null,null,null,null,null,null,5]
[null,"2012-05-21",15,"Hverdag","Sommer",4401.5,1594.3,null,null,null,null,null,null,null,5]
[null,"2012-05-21",16,"Hverdag","Sommer",4228.8,1589.8,null,null,null,null,null,null,null,5]
[null,"2012-05-21",22,"Hverdag","Sommer",3650.8,1631.8000000000002,null,null,null,null,null,null,null,5]
[null,"2012-05-21",24,"Hverdag","Sommer",3223.7,1317.9,null,null,null,null,null,null,null,5]
[null,"2012-05-22",3,"Hverdag","Sommer",2740.1,954.5,null,null,null,null,null,null,null,5]
[null,"2012-05-22",6,"Hverdag","Sommer",2885.9,945.5,null,null,null,null,null,null,null,5]
[null,"2012-05-22",10,"Hverdag","Sommer",4517.6000000000004,1624.5,null,null,null,null,null,null,null,5]
[null,"2012-05-22",11,"Hverdag","Sommer",4622.3,1634.3,null,null,null,null,null,null,null,5]
[null,"2012-05-22",17,"Hverdag","Sommer",4214.2999999999993,1674.5,null,null,null,null,null,null,null,5]
[null,"2012-05-22",18,"Hverdag","Sommer",4332.6000000000004,1922.9,null,null,null,null,null,null,null,5]
[null,"2012-05-22",21,"Hverdag","Sommer",3809.6,1686,null,null,null,null,null,null,null,5]
[null,"2012-05-22",24,"Hverdag","Sommer",3289.7,1330.4,null,null,null,null,null,null,null,5]
[null,"2012-05-23",5,"Hverdag","Sommer",2800,909.90000000000009,null,null,null,null,null,null,null,5]
[null,"2012-05-23",8,"Hverdag","Sommer",4142.3999999999996,1497.3000000000002,null,null,null,null,null,null,null,5]
[null,"2012-05-23",12,"Hverdag","Sommer",4613.7,1621.4,null,null,null,null,null,null,null,5]
[null,"2012-05-23",13,"Hverdag","Sommer",4562,1591.9,null,null,null,null,null,null,null,5]
[null,"2012-05-23",19,"Hverdag","Sommer",4217.3,1872.5,null,null,null,null,null,null,null,5]
[null,"2012-05-23",20,"Hverdag","Sommer",4007.8,1758.2,null,null,null,null,null,null,null,5]
[null,"2012-05-23",23,"Hverdag","Sommer",3640.3999999999996,1607.9,null,null,null,null,null,null,null,5]
[null,"2012-05-24",3,"Hverdag","Sommer",2754.5,941.4,null,null,null,null,null,null,null,5]
[null,"2012-05-24",6,"Hverdag","Sommer",2867.5,942.7,null,null,null,null,null,null,null,5]
[null,"2012-05-24",10,"Hverdag","Sommer",4521.3999999999996,1633.6,null,null,null,null,null,null,null,5]
[null,"2012-05-24",14,"Hverdag","Sommer",4558.3999999999996,1591.3000000000002,null,null,null,null,null,null,null,5]
[null,"2012-05-24",17,"Hverdag","Sommer",4166.6000000000004,1649.9,null,null,null,null,null,null,null,5]
[null,"2012-05-24",19,"Hverdag","Sommer",4139.2,1860,null,null,null,null,null,null,null,5]
[null,"2012-05-24",22,"Hverdag","Sommer",3647.1,1633.2,null,null,null,null,null,null,null,5]
[null,"2012-05-25",1,"Hverdag","Sommer",2984.2,1135.4000000000001,null,null,null,null,null,null,null,5]
[null,"2012-05-25",5,"Hverdag","Sommer",2723.1,917.19999999999993,null,null,null,null,null,null,null,5]
[null,"2012-05-25",8,"Hverdag","Sommer",4106.3999999999996,1517.5,null,null,null,null,null,null,null,5]
[null,"2012-05-25",12,"Hverdag","Sommer",4527.3,1659.7,null,null,null,null,null,null,null,5]
[null,"2012-05-25",16,"Hverdag","Sommer",3927.7,1587.9,null,null,null,null,null,null,null,5]
[null,"2012-05-25",19,"Hverdag","Sommer",3881.3999999999996,1839,null,null,null,null,null,null,null,5]
[null,"2012-05-25",20,"Hverdag","Sommer",3659.5,1714.5,null,null,null,null,null,null,null,5]
[null,"2012-05-26",1,{"$f":"CHOOSE(WEEKDAY(B3669,2),$N$165,$N$166,$N$167,$N$168,$N$169,$N$170,$N$171)","v":"Weekend"},"Sommer",2879.9,1235.7,null,null,null,null,null,null,null,5]
[null,"2012-05-26",3,"Weekend","Sommer",2606.8000000000002,1019.9,null,null,null,null,null,null,null,5]
[null,"2012-05-26",7,"Weekend","Sommer",2643.3,988.9,null,null,null,null,null,null,null,5]
[null,"2012-05-26",10,"Weekend","Sommer",3503.8,1628.1999999999998,null,null,null,null,null,null,null,5]
[null,"2012-05-26",14,"Weekend","Sommer",3445.1000000000004,1522.3000000000002,null,null,null,null,null,null,null,5]
[null,"2012-05-26",18,"Weekend","Sommer",3487.4,1732.1,null,null,null,null,null,null,null,5]
[null,"2012-05-26",21,"Weekend","Sommer",3191.4,1583.8,null,null,null,null,null,null,null,5]
[null,"2012-05-26",22,"Weekend","Sommer",3141.7,1559.1,null,null,null,null,null,null,null,5]
[null,"2012-05-27",1,"Weekend","Sommer",2808.5,1299.0999999999999,null,null,null,null,null,null,null,5]
[null,"2012-05-27",7,"Weekend","Sommer",2407.1000000000004,961.3,null,null,null,null,null,null,null,5]
[null,"2012-05-27",9,"Weekend","Sommer",2974,1393.1,null,null,null,null,null,null,null,5]
[null,"2012-05-27",12,"Weekend","Sommer",3235.2,1571.5,null,null,null,null,null,null,null,5]
[null,"2012-05-27",16,"Weekend","Sommer",3062.1,1408.9,null,null,null,null,null,null,null,5]
[null,"2012-05-27",19,"Weekend","Sommer",3341.1000000000004,1741.1,null,null,null,null,null,null,null,5]
[null,"2012-05-27",20,"Weekend","Sommer",3232.7,1646.8000000000002,null,null,null,null,null,null,null,5]
[null,"2012-05-27",24,"Weekend","Sommer",2958.3,1445.9,null,null,null,null,null,null,null,5]
[null,"2012-05-28",3,"Hverdag","Sommer",2459.4,1011.5,null,null,null,null,null,null,null,5]
[null,"2012-05-28",6,"Hverdag","Sommer",2355.3000000000002,888.40000000000009,null,null,null,null,null,null,null,5]
[null,"2012-05-28",9,"Hverdag","Sommer",3140.6,1426.8,null,null,null,null,null,null,null,5]
[null,"2012-05-28",14,"Hverdag","Sommer",3350.8999999999996,1535.7,null,null,null,null,null,null,null,5]
[null,"2012-05-28",18,"Hverdag","Sommer",3574,1856.3000000000002,null,null,null,null,null,null,null,5]
[null,"2012-05-28",21,"Hverdag","Sommer",3419.3999999999996,1741.8000000000002,null,null,null,null,null,null,null,5]
[null,"2012-05-28",24,"Hverdag","Sommer",3049,1361.7,null,null,null,null,null,null,null,5]
[null,"2012-05-29",2,"Hverdag","Sommer",2680.5,1034.4000000000001,null,null,null,null,null,null,null,5]
[null,"2012-05-29",5,"Hverdag","Sommer",2656.5,962.3,null,null,null,null,null,null,null,5]
[null,"2012-05-29",9,"Hverdag",{"$f":"IF(AND(O3749>=4,O3749<=9),\"Sommer\",\"Vinter\")","v":"Sommer"},4426.7,1656,null,null,null,null,null,null,null,{"$f":"MONTH(B3749)","v":5}]
[null,"2012-05-29",12,"Hverdag","Sommer",4644.6000000000004,1735.3,null,null,null,null,null,null,null,5]
[null,"2012-05-29",15,"Hverdag","Sommer",4471.6000000000004,1703,null,null,null,null,null,null,null,5]
[null,"2012-05-29",20,"Hverdag","Sommer",4046.8,1915.1,null,null,null,null,null,null,null,5]
[null,"2012-05-29",23,"Hverdag","Sommer",3577.5,1625,null,null,null,null,null,null,null,5]
[null,"2012-05-30",2,"Hverdag","Sommer",2820.7,1048.7,null,null,null,null,null,null,null,5]
[null,"2012-05-30",3,"Hverdag","Sommer",2755.4,1005.4,null,null,null,null,null,null,null,5]
[null,"2012-05-30",8,"Hverdag","Sommer",4138.1000000000004,1558.5,null,null,null,null,null,null,null,5]
[null,"2012-05-30",11,"Hverdag","Sommer",4639.7,1752.7,null,null,null,null,null,null,null,5]
[null,"2012-05-30",14,"Hverdag","Sommer",4581.3999999999996,1718.1,null,null,null,null,null,null,null,5]
[null,"2012-05-30",17,"Hverdag","Sommer",4261.7,1820.8,null,null,null,null,null,null,null,5]
[null,"2012-05-30",21,"Hverdag","Sommer",3885.4,1809.6,null,null,null,null,null,null,null,5]
[null,"2012-05-31",1,"Hverdag","Sommer",3022.5,1180.5,null,null,null,null,null,null,null,5]
[null,"2012-05-31",4,"Hverdag","Sommer",2819.4,1013,null,null,null,null,null,null,null,5]
[null,"2012-05-31",5,"Hverdag","Sommer",2833.3,993.7,null,null,null,null,null,null,null,5]
[null,"2012-05-31",8,"Hverdag","Sommer",4222.8999999999996,1593.4,null,null,null,null,null,null,null,5]
[null,"2012-05-31",14,"Hverdag","Sommer",4592.7000000000007,1727,null,null,null,null,null,null,null,5]
[null,"2012-05-31",16,"Hverdag","Sommer",4326.3,1720.4,null,null,null,null,null,null,null,5]
[null,"2012-05-31",19,"Hverdag","Sommer",4361.3999999999996,2108.3000000000002,null,null,null,null,null,null,null,5]
[null,"2012-05-31",23,"Hverdag","Sommer",3632.9,1666.6999999999998,null,null,null,null,null,null,null,5]
[null,"2012-06-01",3,"Hverdag","Sommer",2866.6,1060.9000000000001,null,null,null,null,null,null,null,6]
[null,"2012-06-01",4,"Hverdag","Sommer",2852.8,1050.4000000000001,null,null,null,null,null,null,null,6]
[null,"2012-06-01",7,"Hverdag","Sommer",3569.5,1321.1,null,null,null,null,null,null,null,6]
[null,"2012-06-01",10,"Hverdag","Sommer",4611,1772.6999999999998,null,null,null,null,null,null,null,6]
[null,"2012-06-01",16,"Hverdag","Sommer",4028.2,1723.6,null,null,null,null,null,null,null,6]
[null,"2012-06-01",18,"Hverdag","Sommer",4179.3999999999996,2075.8999999999996,null,null,null,null,null,null,null,6]
[null,"2012-06-01",21,"Hverdag","Sommer",3665.5,1776.1999999999998,null,null,null,null,null,null,null,6]
[null,"2012-06-02",1,"Weekend","Sommer",3053,1335.1,null,null,null,null,null,null,null,6]
[null,"2012-06-02",4,"Weekend","Sommer",2721.9,1091.9000000000001,null,null,null,null,null,null,null,6]
[null,"2012-06-02",5,"Weekend","Sommer",2634.8,1031.3000000000002,null,null,null,null,null,null,null,6]
[null,"2012-06-02",9,"Weekend","Sommer",3429.8,1563,null,null,null,null,null,null,null,6]
[null,"2012-06-02",12,"Weekend","Sommer",3725.8999999999996,1806.1,null,null,null,null,null,null,null,6]
[null,"2012-06-02",16,"Weekend","Sommer",3436.2,1643.5,null,null,null,null,null,null,null,6]
[null,"2012-06-02",18,"Weekend","Sommer",3759.6,1989.4,null,null,null,null,null,null,null,6]
[null,"2012-06-02",24,"Weekend","Sommer",3163.7,1562.6,null,null,null,null,null,null,null,6]
[null,"2012-06-03",3,"Weekend","Sommer",2615.3000000000002,1149.4000000000001,null,null,null,null,null,null,null,6]
[null,"2012-06-03",6,"Weekend","Sommer",2476.5,1009.1,null,null,null,null,null,null,null,6]
[null,"2012-06-03",7,"Weekend","Sommer",2599.4,1066.4000000000001,null,null,null,null,null,null,null,6]
[null,"2012-06-03",11,"Weekend","Sommer",3546.5,1732.6999999999998,null,null,null,null,null,null,null,6]
[null,"2012-06-03",14,"Weekend","Sommer",3496.7,1674.7,null,null,null,null,null,null,null,6]
[null,"2012-06-03",18,"Weekend","Sommer",3754.1000000000004,2037.1999999999998,null,null,null,null,null,null,null,6]
[null,"2012-06-03",21,"Weekend","Sommer",3456.1,1811,null,null,null,null,null,null,null,6]
[null,"2012-06-03",24,"Weekend","Sommer",3101.1000000000004,1435.6,null,null,null,null,null,null,null,6]
[null,"2012-06-04",5,"Hverdag","Sommer",2669.6,1007.9,null,null,null,null,null,null,null,6]
[null,"2012-06-04",8,"Hverdag","Sommer",4027.8999999999996,1593.1,null,null,null,null,null,null,null,6]
[null,"2012-06-04",9,"Hverdag","Sommer",4380.3,1761.2,null,null,null,null,null,null,null,6]
[null,"2012-06-04",12,"Hverdag","Sommer",4616.1000000000004,1867.9,null,null,null,null,null,null,null,6]
[null,"2012-06-04",17,"Hverdag","Sommer",4191.7000000000007,1883.8,null,null,null,null,null,null,null,6]
[null,"2012-06-04",20,"Hverdag","Sommer",4050.3,2010.4,null,null,null,null,null,null,null,6]
[null,"2012-06-04",23,"Hverdag","Sommer",3551.3,1722.2,null,null,null,null,null,null,null,6]
[null,"2012-06-05",3,"Weekend","Sommer",2714.2,1112.5999999999999,null,null,null,null,null,null,null,6]
[null,"2012-06-05",6,"Weekend","Sommer",2694.4,1044.5999999999999,null,null,null,null,null,null,null,6]
[null,"2012-06-05",10,"Weekend","Sommer",3869.6000000000004,1817.3,null,null,null,null,null,null,null,6]
[null,"2012-06-05",11,"Weekend","Sommer",3950.7999999999997,1874.3,null,null,null,null,null,null,null,6]
[null,"2012-06-05",14,"Weekend","Sommer",3775.6000000000004,1795.4,null,null,null,null,null,null,null,6]
[null,"2012-06-05",18,"Weekend","Sommer",3904.5,2137,null,null,null,null,null,null,null,6]
[null,"2012-06-05",23,"Weekend","Sommer",3345.5,1656.1,null,null,null,null,null,null,null,6]
[null,"2012-06-06",1,{"$f":"CHOOSE(WEEKDAY(B3933,2),$N$165,$N$166,$N$167,$N$168,$N$169,$N$170,$N$171)","v":"Hverdag"},"Sommer",2915.6000000000004,1236.4000000000001,null,null,null,null,null,null,null,6]
[null,"2012-06-06",5,"Hverdag","Sommer",2716.8,1010.9,null,null,null,null,null,null,null,6]
[null,"2012-06-06",8,"Hverdag","Sommer",4109.2,1585.5,null,null,null,null,null,null,null,6]
[null,"2012-06-06",12,"Hverdag","Sommer",4552.6000000000004,1724,null,null,null,null,null,null,null,6]
[null,"2012-06-06",13,"Hverdag","Sommer",4492.5,1704.8,null,null,null,null,null,null,null,6]
[null,"2012-06-06",16,"Hverdag","Sommer",4252.7,1726.6,null,null,null,null,null,null,null,6]
[null,"2012-06-06",20,"Hverdag","Sommer",4093.5,1985.6000000000001,null,null,null,null,null,null,null,6]
[null,"2012-06-06",23,"Hverdag","Sommer",3609.7,1668.5,null,null,null,null,null,null,null,6]
[null,"2012-06-07",1,"Hverdag","Sommer",2980.6000000000004,1202.8,null,null,null,null,null,null,null,6]
[null,"2012-06-07",7,"Hverdag","Sommer",3520.2000000000003,1311.8000000000002,null,null,null,null,null,null,null,6]
[null,"2012-06-07",10,"Hverdag","Sommer",4608.6000000000004,1778.4,null,null,null,null,null,null,null,6]
[null,"2012-06-07",13,"Hverdag","Sommer",4630,1783,null,null,null,null,null,null,null,6]
[null,"2012-06-07",14,"Hverdag","Sommer",4640.7,1774,null,null,null,null,null,null,null,6]
[null,"2012-06-07",18,"Hverdag","Sommer",4414,2111.8000000000002,null,null,null,null,null,null,null,6]
[null,"2012-06-07",22,"Hverdag","Sommer",3679.3,1702.7,null,null,null,null,null,null,null,6]
[null,"2012-06-08",1,"Hverdag","Sommer",3020.4,1223.6999999999998,null,null,null,null,null,null,null,6]
[null,"2012-06-08",4,"Hverdag","Sommer",2750.3,1033.4000000000001,null,null,null,null,null,null,null,6]
[null,"2012-06-08",7,"Hverdag","Sommer",3505.3,1299.8,null,null,null,null,null,null,null,6]
[null,"2012-06-08",12,"Hverdag","Sommer",4735.5,1880.5,null,null,null,null,null,null,null,6]
[null,"2012-06-08",13,"Hverdag","Sommer",4627.8999999999996,1862.4,null,null,null,null,null,null,null,6]
[null,"2012-06-08",16,"Hverdag","Sommer",4137.6000000000004,1812.1000000000001,null,null,null,null,null,null,null,6]
[null,"2012-06-08",20,"Hverdag","Sommer",3859.6000000000004,1937.5,null,null,null,null,null,null,null,6]
[null,"2012-06-08",24,"Hverdag","Sommer",3145.8,1478.1,null,null,null,null,null,null,null,6]
[null,"2012-06-09",3,"Weekend","Sommer",2610.4,1049.5,null,null,null,null,null,null,null,6]
[null,"2012-06-09",6,"Weekend","Sommer",2509,938.6,null,null,null,null,null,null,null,6]
[null,"2012-06-09",9,"Weekend","Sommer",3358.3,1507.3,null,null,null,null,null,null,null,6]
[null,"2012-06-09",14,"Weekend","Sommer",3568.8999999999996,1693.3,null,null,null,null,null,null,null,6]
[null,"2012-06-09",15,"Weekend","Sommer",3516.6,1661.5,null,null,null,null,null,null,null,6]
[null,"2012-06-09",18,"Weekend","Sommer",3812.1,2074.5,null,null,null,null,null,null,null,6]
[null,"2012-06-09",21,"Weekend","Sommer",3367.8,1741.8,null,null,null,null,null,null,null,6]
[null,"2012-06-10",2,"Weekend","Sommer",2608.9,1129.8000000000002,null,null,null,null,null,null,null,6]
[null,"2012-06-10",5,"Weekend","Sommer",2434.6,958.1,null,null,null,null,null,null,null,6]
[null,"2012-06-10",9,"Weekend","Sommer",3070.3,1426.8000000000002,null,null,null,null,null,null,null,6]
[null,"2012-06-10",12,"Weekend","Sommer",3524.6000000000004,1787.7,null,null,null,null,null,null,null,6]
[null,"2012-06-10",15,"Weekend","Sommer",3437.9,1726.8000000000002,null,null,null,null,null,null,null,6]
[null,"2012-06-10",17,"Weekend","Sommer",3477.3,1803.1,null,null,null,null,null,null,null,6]
[null,"2012-06-10",20,"Weekend","Sommer",3627.2000000000003,1977.3000000000002,null,null,null,null,null,null,null,6]
[null,"2012-06-10",23,"Weekend","Sommer",3237.6,1566.1999999999998,null,null,null,null,null,null,null,6]
[null,"2012-06-11",3,"Hverdag","Sommer",2623.1,963.8,null,null,null,null,null,null,null,6]
[null,"2012-06-11",8,"Hverdag","Sommer",4169.3,1550.1999999999998,null,null,null,null,null,null,null,6]
[null,"2012-06-11",11,"Hverdag","Sommer",4657.8999999999996,1745.9,null,null,null,null,null,null,null,6]
[null,"2012-06-11",14,"Hverdag","Sommer",4539.5,1702.4,null,null,null,null,null,null,null,6]
[null,"2012-06-11",17,"Hverdag",{"$f":"IF(AND(O4069>=4,O4069<=9),\"Sommer\",\"Vinter\")","v":"Sommer"},4129.6000000000004,1757.7,null,null,null,null,null,null,null,{"$f":"MONTH(B4069)","v":6}]
[null,"2012-06-11",21,"Hverdag","Sommer",3751.5,1739.6,null,null,null,null,null,null,null,6]
[null,"2012-06-11",22,"Hverdag","Sommer",3572.7000000000003,1613.3,null,null,null,null,null,null,null,6]
[null,"2012-06-12",1,"Hverdag","Sommer",2934.9,1128.5,null,null,null,null,null,null,null,6]
[null,"2012-06-12",5,"Hverdag","Sommer",2695.2,930,null,null,null,null,null,null,null,6]
[null,"2012-06-12",8,"Hverdag","Sommer",4080.5,1555.7,null,null,null,null,null,null,null,6]
[null,"2012-06-12",10,"Hverdag","Sommer",4444.1000000000004,1694.1999999999998,null,null,null,null,null,null,null,6]
[null,"2012-06-12",16,"Hverdag","Sommer",4225.2,1679.1,null,null,null,null,null,null,null,6]
[null,"2012-06-12",19,"Hverdag","Sommer",4200.5,2039.4,null,null,null,null,null,null,null,6]
[null,"2012-06-12",20,"Hverdag","Sommer",3968.1000000000004,1878.6,null,null,null,null,null,null,null,6]
[null,"2012-06-12",23,"Hverdag","Sommer",3449.1000000000004,1564,null,null,null,null,null,null,null,6]
[null,"2012-06-13",4,"Hverdag","Sommer",2715.3,956.6,null,null,null,null,null,null,null,6]
[null,"2012-06-13",7,"Hverdag","Sommer",3451,1247.7,null,null,null,null,null,null,null,6]
[null,"2012-06-13",10,"Hverdag","Sommer",4477.8999999999996,1689,null,null,null,null,null,null,null,6]
[null,"2012-06-13",14,"Hverdag","Sommer",4503.8,1684.4,null,null,null,null,null,null,null,6]
[null,"2012-06-13",16,"Hverdag","Sommer",4216,1679.6,null,null,null,null,null,null,null,6]
[null,"2012-06-13",21,"Hverdag","Sommer",3724.5,1738.1,null,null,null,null,null,null,null,6]
[null,"2012-06-13",22,"Hverdag","Sommer",3556.3999999999996,1625.5,null,null,null,null,null,null,null,6]
[null,"2012-06-14",1,{"$f":"CHOOSE(WEEKDAY(B4125,2),$N$165,$N$166,$N$167,$N$168,$N$169,$N$170,$N$171)","v":"Hverdag"},"Sommer",2913,1137.3000000000002,null,null,null,null,null,null,null,6]
[null,"2012-06-14",5,"Hverdag","Sommer",2668.4,921.80000000000007,null,null,null,null,null,null,null,6]
[null,"2012-06-14",9,"Hverdag",{"$f":"IF(AND(O4133>=4,O4133<=9),\"Sommer\",\"Vinter\")","v":"Sommer"},4420.2000000000007,1636.6,null,null,null,null,null,null,null,{"$f":"MONTH(B4133)","v":6}]
[null,"2012-06-14",12,"Hverdag","Sommer",4578.3,1704.3000000000002,null,null,null,null,null,null,null,6]
[null,"2012-06-14",16,"Hverdag","Sommer",4231,1669.8,null,null,null,null,null,null,null,6]
[null,"2012-06-14",19,"Hverdag","Sommer",4217.2,2023.5,null,null,null,null,null,null,null,6]
[null,"2012-06-14",22,"Hverdag","Sommer",3564.5,1634.7,null,null,null,null,null,null,null,6]
[null,"2012-06-14",24,"Hverdag","Sommer",3189.9,1368.5,null,null,null,null,null,null,null,6]
[null,"2012-06-15",3,"Hverdag","Sommer",2733,984.5,null,null,null,null,null,null,null,6]
[null,"2012-06-15",7,"Hverdag","Sommer",3414.7,1236.3,null,null,null,null,null,null,null,6]
[null,"2012-06-15",11,"Hverdag","Sommer",4524,1689.1,null,null,null,null,null,null,null,6]
[null,"2012-06-15",14,"Hverdag","Sommer",4196.6000000000004,1613.5,null,null,null,null,null,null,null,6]
[null,"2012-06-15",18,"Hverdag","Sommer",4019.1000000000004,1972.8,null,null,null,null,null,null,null,6]
[null,"2012-06-15",21,"Hverdag","Sommer",3577,1743.6,null,null,null,null,null,null,null,6]
[null,"2012-06-15",22,"Hverdag","Sommer",3439.7,1665.6,null,null,null,null,null,null,null,6]
[null,"2012-06-16",4,"Weekend","Sommer",2504,967.5,null,null,null,null,null,null,null,6]
[null,"2012-06-16",5,"Weekend","Sommer",2422.6999999999998,906.9,null,null,null,null,null,null,null,6]
[null,"2012-06-16",9,"Weekend","Sommer",3261.3999999999996,1462.6,null,null,null,null,null,null,null,6]
[null,"2012-06-16",12,"Weekend","Sommer",3566.5,1685.1999999999998,null,null,null,null,null,null,null,6]
[null,"2012-06-16",17,{"$f":"CHOOSE(WEEKDAY(B4189,2),$N$165,$N$166,$N$167,$N$168,$N$169,$N$170,$N$171)","v":"Weekend"},"Sommer",3360.3,1609.9,null,null,null,null,null,null,null,6]
[null,"2012-06-16",20,"Weekend","Sommer",3347,1737.1,null,null,null,null,null,null,null,6]
[null,"2012-06-16",23,"Weekend","Sommer",3027.5,1500.5,null,null,null,null,null,null,null,6]
[null,"2012-06-16",24,"Weekend","Sommer",2890.7,1391.1999999999998,null,null,null,null,null,null,null,6]
[null,"2012-06-17",3,"Weekend","Sommer",2432.6999999999998,1011.4,null,null,null,null,null,null,null,6]
[null,"2012-06-17",6,"Weekend","Sommer",2315.3000000000002,882.1,null,null,null,null,null,null,null,6]
[null,"2012-06-17",11,"Weekend","Sommer",3400.1,1699.9,null,null,null,null,null,null,null,6]
[null,"2012-06-17",14,"Weekend","Sommer",3435,1700.5,null,null,null,null,null,null,null,6]
[null,"2012-06-17",18,"Weekend","Sommer",3677.4,2084.4,null,null,null,null,null,null,null,6]
[null,"2012-06-17",19,"Weekend","Sommer",3686.1,2116.5,null,null,null,null,null,null,null,6]
[null,"2012-06-18",1,"Hverdag","Sommer",2718.8,1107.3,null,null,null,null,null,null,null,6]
[null,"2012-06-18",2,"Hverdag","Sommer",2586.3000000000002,989.3,null,null,null,null,null,null,null,6]
[null,"2012-06-18",5,"Hverdag","Sommer",2475.8000000000002,877.09999999999991,null,null,null,null,null,null,null,6]
[null,"2012-06-18",8,"Hverdag","Sommer",3975.2,1476.5,null,null,null,null,null,null,null,6]
[null,"2012-06-18",13,"Hverdag","Sommer",4439,1649.3000000000002,null,null,null,null,null,null,null,6]
[null,"2012-06-18",16,"Hverdag","Sommer",4358.8999999999996,1786.8,null,null,null,null,null,null,null,6]
[null,"2012-06-18",20,"Hverdag","Sommer",4050.3,1978.1000000000001,null,null,null,null,null,null,null,6]
[null,"2012-06-18",23,"Hverdag","Sommer",3407.9,1533.3,null,null,null,null,null,null,null,6]
[null,"2012-06-19",1,"Hverdag","Sommer",2888,1107.4000000000001,null,null,null,null,null,null,null,6]
[null,"2012-06-19",4,"Hverdag","Sommer",2666.6,921.8,null,null,null,null,null,null,null,6]
[null,"2012-06-19",7,"Hverdag","Sommer",3382.6000000000004,1209.2,null,null,null,null,null,null,null,6]
[null,"2012-06-19",10,"Hverdag","Sommer",4406.6000000000004,1633.4,null,null,null,null,null,null,null,6]
[null,"2012-06-19",14,"Hverdag","Sommer",4437.6000000000004,1610.1999999999998,null,null,null,null,null,null,null,6]
[null,"2012-06-19",18,"Hverdag","Sommer",4164.3,1973,null,null,null,null,null,null,null,6]
[null,"2012-06-19",22,"Hverdag","Sommer",3490.3,1564.4,null,null,null,null,null,null,null,6]
[null,"2012-06-20",1,"Hverdag","Sommer",2882.4,1100.2,null,null,null,null,null,null,null,6]
[null,"2012-06-20",4,"Hverdag","Sommer",2647.8,922.3,null,null,null,null,null,null,null,6]
[null,"2012-06-20",7,"Hverdag","Sommer",3376.3,1201.9000000000001,null,null,null,null,null,null,null,6]
[null,"2012-06-20",9,"Hverdag","Sommer",4339,1596,null,null,null,null,null,null,null,6]
[null,"2012-06-20",13,"Hverdag","Sommer",4395,1601,null,null,null,null,null,null,null,6]
[null,"2012-06-20",16,"Hverdag","Sommer",4158.3999999999996,1587.2,null,null,null,null,null,null,null,6]
[null,"2012-06-20",20,"Hverdag","Sommer",3861.1,1764,null,null,null,null,null,null,null,6]
[null,"2012-06-20",24,"Hverdag","Sommer",3179.9,1315.6999999999998,null,null,null,null,null,null,null,6]
[null,"2012-06-21",3,"Hverdag","Sommer",2657.7,938.8,null,null,null,null,null,null,null,6]
[null,"2012-06-21",6,"Hverdag","Sommer",2782.7,933.3,null,null,null,null,null,null,null,6]
[null,"2012-06-21",7,"Hverdag","Sommer",3345,1193.7,null,null,null,null,null,null,null,6]
[null,"2012-06-21",13,"Hverdag","Sommer",4393.8,1577.1,null,null,null,null,null,null,null,6]
[null,"2012-06-21",15,"Hverdag","Sommer",4320.1000000000004,1567.7,null,null,null,null,null,null,null,6]
[null,"2012-06-21",18,"Hverdag","Sommer",4166.8,1861.1000000000001,null,null,null,null,null,null,null,6]
[null,"2012-06-21",21,"Hverdag","Sommer",3708.8,1653.5,null,null,null,null,null,null,null,6]
[null,"2012-06-22",2,"Hverdag","Sommer",2762.3,989.7,null,null,null,null,null,null,null,6]
[null,"2012-06-22",5,"Hverdag","Sommer",2677.8,875.7,null,null,null,null,null,null,null,6]
[null,"2012-06-22",6,"Hverdag","Sommer",2868.1,930.2,null,null,null,null,null,null,null,6]
[null,"2012-06-22",9,"Hverdag",{"$f":"IF(AND(O4325>=4,O4325<=9),\"Sommer\",\"Vinter\")","v":"Sommer"},4474,1670.5,null,null,null,null,null,null,null,{"$f":"MONTH(B4325)","v":6}]
[null,"2012-06-22",12,"Hverdag","Sommer",4675.6000000000004,1819,null,null,null,null,null,null,null,6]
[null,"2012-06-22",15,"Hverdag","Sommer",4188.6000000000004,1711.5,null,null,null,null,null,null,null,6]
[null,"2012-06-22",20,"Hverdag","Sommer",3717.1,1779.1,null,null,null,null,null,null,null,6]
[null,"2012-06-22",23,"Hverdag","Sommer",3234.2,1520.9,null,null,null,null,null,null,null,6]
[null,"2012-06-23",3,"Weekend","Sommer",2569.5,996,null,null,null,null,null,null,null,6]
[null,"2012-06-23",4,"Weekend","Sommer",2516.3000000000002,953.8,null,null,null,null,null,null,null,6]
[null,"2012-06-23",8,"Weekend","Sommer",2916.9,1155.3,null,null,null,null,null,null,null,6]
[null,"2012-06-23",11,"Weekend","Sommer",3628.6,1708.9,null,null,null,null,null,null,null,6]
[null,"2012-06-23",14,"Weekend","Sommer",3528.2999999999997,1653.6999999999998,null,null,null,null,null,null,null,6]
[null,"2012-06-23",18,"Weekend","Sommer",3641,1897.6999999999998,null,null,null,null,null,null,null,6]
[null,"2012-06-23",21,"Weekend","Sommer",3084.5,1498.6,null,null,null,null,null,null,null,6]
[null,"2012-06-24",1,"Weekend","Sommer",2754.3,1259.5999999999999,null,null,null,null,null,null,null,6]
[null,"2012-06-24",5,"Weekend","Sommer",2280.3000000000002,896.09999999999991,null,null,null,null,null,null,null,6]
[null,"2012-06-24",8,"Weekend","Sommer",2625.5,1070.5,null,null,null,null,null,null,null,6]
[null,"2012-06-24",10,"Weekend","Sommer",3209.2,1562.7,null,null,null,null,null,null,null,6]
[null,"2012-06-24",13,"Weekend","Sommer",3499.6,1768.8,null,null,null,null,null,null,null,6]
[null,"2012-06-24",16,"Weekend","Sommer",3490.4,1751.1,null,null,null,null,null,null,null,6]
[null,"2012-06-24",20,"Weekend","Sommer",3677.2,2056.9,null,null,null,null,null,null,null,6]
[null,"2012-06-24",23,"Weekend","Sommer",3201.2,1609.7,null,null,null,null,null,null,null,6]
[null,"2012-06-25",3,"Hverdag","Sommer",2615.6,974.5,null,null,null,null,null,null,null,6]
[null,"2012-06-25",7,"Hverdag","Sommer",3436.3,1229.0999999999999,null,null,null,null,null,null,null,6]
[null,"2012-06-25",10,"Hverdag","Sommer",4462.8999999999996,1721.9,null,null,null,null,null,null,null,6]
[null,"2012-06-25",11,"Hverdag","Sommer",4638.3999999999996,1755.9,null,null,null,null,null,null,null,6]
[null,"2012-06-25",16,"Hverdag","Sommer",4334.8999999999996,1732.8,null,null,null,null,null,null,null,6]
[null,"2012-06-25",18,"Hverdag","Sommer",4480.7,2162.9,null,null,null,null,null,null,null,6]
[null,"2012-06-25",22,"Hverdag","Sommer",3697,1681.1999999999998,null,null,null,null,null,null,null,6]
[null,"2012-06-26",1,"Hverdag","Sommer",2966.3999999999996,1150.3000000000002,null,null,null,null,null,null,null,6]
[null,"2012-06-26",5,"Hverdag","Sommer",2705,921.2,null,null,null,null,null,null,null,6]
[null,"2012-06-26",9,"Hverdag","Sommer",4482.8,1653.4,null,null,null,null,null,null,null,6]
[null,"2012-06-26",12,"Hverdag","Sommer",4643.8999999999996,1726.4,null,null,null,null,null,null,null,6]
[null,"2012-06-26",13,"Hverdag","Sommer",4591.3999999999996,1695.3,null,null,null,null,null,null,null,6]
[null,"2012-06-26",16,"Hverdag","Sommer",4319.7,1669.1,null,null,null,null,null,null,null,6]
[null,"2012-06-26",22,"Hverdag","Sommer",3614,1609.6999999999998,null,null,null,null,null,null,null,6]
[null,"2012-06-26",24,"Hverdag","Sommer",3274.3,1362.9,null,null,null,null,null,null,null,6]
[null,"2012-06-27",3,"Hverdag","Sommer",2746.1,967,null,null,null,null,null,null,null,6]
[null,"2012-06-27",7,"Hverdag","Sommer",3430.8,1208.8000000000002,null,null,null,null,null,null,null,6]
[null,"2012-06-27",11,"Hverdag","Sommer",4577.5,1705.5,null,null,null,null,null,null,null,6]
[null,"2012-06-27",14,"Hverdag","Sommer",4434.2999999999993,1634.1,null,null,null,null,null,null,null,6]
[null,"2012-06-27",15,"Hverdag","Sommer",4342.8,1620.1999999999998,null,null,null,null,null,null,null,6]
[null,"2012-06-27",18,"Hverdag","Sommer",4217.3,1941.1,null,null,null,null,null,null,null,6]
[null,"2012-06-27",22,"Hverdag","Sommer",3503.3999999999996,1570.5,null,null,null,null,null,null,null,6]
[null,"2012-06-27",24,"Hverdag","Sommer",3236.4,1375.8000000000002,null,null,null,null,null,null,null,6]
[null,"2012-06-28",5,"Hverdag","Sommer",2669.5,874.5,null,null,null,null,null,null,null,6]
[null,"2012-06-28",9,"Hverdag","Sommer",4322.6000000000004,1585.5,null,null,null,null,null,null,null,6]
[null,"2012-06-28",12,"Hverdag","Sommer",4485.5,1629.9,null,null,null,null,null,null,null,6]
[null,"2012-06-28",13,"Hverdag","Sommer",4410.7,1603.6,null,null,null,null,null,null,null,6]
[null,"2012-06-28",17,"Hverdag","Sommer",4088.7000000000003,1652.3000000000002,null,null,null,null,null,null,null,6]
[null,"2012-06-28",20,"Hverdag","Sommer",3945.1,1774.7,null,null,null,null,null,null,null,6]
[null,"2012-06-28",24,"Hverdag","Sommer",3223.5,1347,null,null,null,null,null,null,null,6]
[null,"2012-06-29",3,"Hverdag","Sommer",2739.4,944.3,null,null,null,null,null,null,null,6]
[null,"2012-06-29",6,"Hverdag","Sommer",2894.6000000000004,929.3,null,null,null,null,null,null,null,6]
[null,"2012-06-29",11,"Hverdag","Sommer",4665.1000000000004,1756.9,null,null,null,null,null,null,null,6]
[null,"2012-06-29",14,"Hverdag","Sommer",4411.7999999999993,1731.6999999999998,null,null,null,null,null,null,null,6]
[null,"2012-06-29",15,"Hverdag","Sommer",4203.2,1683.6,null,null,null,null,null,null,null,6]
[null,"2012-06-29",19,"Hverdag","Sommer",4004.1000000000004,1959.6,null,null,null,null,null,null,null,6]
[null,"2012-06-29",22,"Hverdag","Sommer",3413.8,1624.6999999999998,null,null,null,null,null,null,null,6]
[null,"2012-06-30",2,"Weekend","Sommer",2673.2,1041.3000000000002,null,null,null,null,null,null,null,6]
[null,"2012-06-30",5,"Weekend","Sommer",2446.5,867.5,null,null,null,null,null,null,null,6]
[null,"2012-06-30",8,"Weekend","Sommer",2934.3,1162.5999999999999,null,null,null,null,null,null,null,6]
[null,"2012-06-30",12,"Weekend","Sommer",3602.2,1636,null,null,null,null,null,null,null,6]
[null,"2012-06-30",16,"Weekend","Sommer",3322.9,1454.1999999999998,null,null,null,null,null,null,null,6]
[null,"2012-06-30",17,"Weekend","Sommer",3339.3,1500.3000000000002,null,null,null,null,null,null,null,6]
[null,"2012-06-30",20,"Weekend","Sommer",3274.8,1617.2,null,null,null,null,null,null,null,6]
[null,"2012-07-01",1,"Weekend","Sommer",2749.7,1191.5999999999999,null,null,null,null,null,null,null,7]
[null,"2012-07-01",4,"Weekend","Sommer",2344.1000000000004,931.8,null,null,null,null,null,null,null,7]
[null,"2012-07-01",7,"Weekend","Sommer",2409.4,906.80000000000007,null,null,null,null,null,null,null,7]
[null,"2012-07-01",10,"Weekend","Sommer",3216.8,1501,null,null,null,null,null,null,null,7]
[null,"2012-07-01",14,"Weekend","Sommer",3335.6,1521.6999999999998,null,null,null,null,null,null,null,7]
[null,"2012-07-01",18,"Weekend","Sommer",3550.3999999999996,1834.1,null,null,null,null,null,null,null,7]
[null,"2012-07-01",19,"Weekend","Sommer",3601.8999999999996,1901.6,null,null,null,null,null,null,null,7]
[null,"2012-07-01",22,"Weekend","Sommer",3122.5,1520.1999999999998,null,null,null,null,null,null,null,7]
[null,"2012-07-02",1,"Hverdag","Sommer",2784.7,1102.0999999999999,null,null,null,null,null,null,null,7]
[null,"2012-07-02",7,"Hverdag","Sommer",3233.8,1095.8,null,null,null,null,null,null,null,7]
[null,"2012-07-02",9,"Hverdag","Sommer",4233.7,1544.6,null,null,null,null,null,null,null,7]
[null,"2012-07-02",13,"Hverdag","Sommer",4429,1627.7,null,null,null,null,null,null,null,7]
[null,"2012-07-02",16,"Hverdag","Sommer",4130,1574.1999999999998,null,null,null,null,null,null,null,7]
[null,"2012-07-02",19,"Hverdag","Sommer",4104.8999999999996,1933.5,null,null,null,null,null,null,null,7]
[null,"2012-07-02",20,"Hverdag","Sommer",3882.2,1773,null,null,null,null,null,null,null,7]
[null,"2012-07-02",24,"Hverdag","Sommer",3185.2,1308.9000000000001,null,null,null,null,null,null,null,7]
[null,"2012-07-03",3,"Hverdag","Sommer",2701.2,928.3,null,null,null,null,null,null,null,7]
[null,"2012-07-03",7,"Hverdag","Sommer",3311,1095.7,null,null,null,null,null,null,null,7]
[null,"2012-07-03",9,"Hverdag","Sommer",4296.5,1545.1,null,null,null,null,null,null,null,7]
[null,"2012-07-03",15,"Hverdag","Sommer",4324.8999999999996,1575,null,null,null,null,null,null,null,7]
[null,"2012-07-03",18,"Hverdag","Sommer",4196.3,1889.3,null,null,null,null,null,null,null,7]
[null,"2012-07-03",21,"Hverdag","Sommer",3684.5,1649.3,null,null,null,null,null,null,null,7]
[null,"2012-07-03",22,"Hverdag","Sommer",3523,1552,null,null,null,null,null,null,null,7]
[null,"2012-07-04",2,"Hverdag","Sommer",2776.9,982,null,null,null,null,null,null,null,7]
[null,"2012-07-04",6,"Hverdag","Sommer",2814.8999999999996,903.3,null,null,null,null,null,null,null,7]
[null,"2012-07-04",9,"Hverdag","Sommer",4263.3999999999996,1539,null,null,null,null,null,null,null,7]
[null,"2012-07-04",12,"Hverdag","Sommer",4470.2,1604.4,null,null,null,null,null,null,null,7]
[null,"2012-07-04",15,"Hverdag","Sommer",4319.2999999999993,1537.8,null,null,null,null,null,null,null,7]
[null,"2012-07-04",20,"Hverdag","Sommer",3836.7,1681.3,null,null,null,null,null,null,null,7]
[null,"2012-07-04",23,"Hverdag","Sommer",3440.8999999999996,1474,null,null,null,null,null,null,null,7]
[null,"2012-07-04",24,"Hverdag","Sommer",3226.8,1320,null,null,null,null,null,null,null,7]
[null,"2012-07-05",4,"Hverdag","Sommer",2694,909.5,null,null,null,null,null,null,null,7]
[null,"2012-07-05",8,"Hverdag","Sommer",3940.3,1356.4,null,null,null,null,null,null,null,7]
[null,"2012-07-05",11,"Hverdag","Sommer",4508.6000000000004,1634.3,null,null,null,null,null,null,null,7]
[null,"2012-07-05",14,"Hverdag","Sommer",4410.2000000000007,1573.3,null,null,null,null,null,null,null,7]
[null,"2012-07-05",18,"Hverdag","Sommer",4154.8999999999996,1831.8,null,null,null,null,null,null,null,7]
[null,"2012-07-05",21,"Hverdag","Sommer",3679.4,1605.9,null,null,null,null,null,null,null,7]
[null,"2012-07-06",1,"Hverdag","Sommer",2978.6000000000004,1118.9000000000001,null,null,null,null,null,null,null,7]
[null,"2012-07-06",2,"Hverdag","Sommer",2825.3,999.40000000000009,null,null,null,null,null,null,null,7]
[null,"2012-07-06",5,"Hverdag","Sommer",2697.8999999999996,890.4,null,null,null,null,null,null,null,7]
[null,"2012-07-06",10,"Hverdag","Sommer",4474.3999999999996,1682.2,null,null,null,null,null,null,null,7]
[null,"2012-07-06",13,"Hverdag","Sommer",4432.2,1741,null,null,null,null,null,null,null,7]
[null,"2012-07-06",16,"Hverdag","Sommer",3999.5,1677.6,null,null,null,null,null,null,null,7]
[null,"2012-07-06",20,"Hverdag","Sommer",3743.4,1797.7,null,null,null,null,null,null,null,7]
[null,"2012-07-06",23,"Hverdag","Sommer",3219,1496.4,null,null,null,null,null,null,null,7]
[null,"2012-07-07",3,"Weekend","Sommer",2507.3000000000002,968.2,null,null,null,null,null,null,null,7]
[null,"2012-07-07",4,"Weekend","Sommer",2461,933.2,null,null,null,null,null,null,null,7]
[null,"2012-07-07",7,"Weekend","Sommer",2562.6999999999998,918.80000000000007,null,null,null,null,null,null,null,7]
[null,"2012-07-07",11,"Weekend","Sommer",3550.2,1639.1,null,null,null,null,null,null,null,7]
[null,"2012-07-07",16,"Weekend","Sommer",3314.2,1497.6,null,null,null,null,null,null,null,7]
[null,"2012-07-07",18,"Weekend","Sommer",3462.2,1735.6999999999998,null,null,null,null,null,null,null,7]
[null,"2012-07-07",22,"Weekend","Sommer",3014.8,1458.8,null,null,null,null,null,null,null,7]
[null,"2012-07-08",1,{"$f":"CHOOSE(WEEKDAY(B4701,2),$N$165,$N$166,$N$167,$N$168,$N$169,$N$170,$N$171)","v":"Weekend"},"Sommer",2680.7,1186.3,null,null,null,null,null,null,null,7]
[null,"2012-07-08",2,"Weekend","Sommer",2524.1999999999998,1052.4000000000001,null,null,null,null,null,null,null,7]
[null,"2012-07-08",5,"Weekend","Sommer",2299.6000000000004,876,null,null,null,null,null,null,null,7]
[null,"2012-07-08",9,"Weekend",{"$f":"IF(AND(O4709>=4,O4709<=9),\"Sommer\",\"Vinter\")","v":"Sommer"},2898,1288.0999999999999,null,null,null,null,null,null,null,{"$f":"MONTH(B4709)","v":7}]
[null,"2012-07-08",13,"Weekend","Sommer",3177.4,1456.8,null,null,null,null,null,null,null,7]
[null,"2012-07-08",16,"Weekend","Sommer",3052.8,1368.8,null,null,null,null,null,null,null,7]
[null,"2012-07-08",18,"Weekend","Sommer",3352.5,1683.9,null,null,null,null,null,null,null,7]
[null,"2012-07-08",24,"Weekend","Sommer",2966.9,1315,null,null,null,null,null,null,null,7]
[null,"2012-07-09",3,"Hverdag","Sommer",2539.1999999999998,940.3,null,null,null,null,null,null,null,7]
[null,"2012-07-09",4,"Hverdag","Sommer",2547.1999999999998,916,null,null,null,null,null,null,null,7]
[null,"2012-07-09",7,"Hverdag","Sommer",3141.5,1059.5999999999999,null,null,null,null,null,null,null,7]
[null,"2012-07-09",11,"Hverdag","Sommer",4445.2000000000007,1699.6,null,null,null,null,null,null,null,7]
[null,"2012-07-09",15,"Hverdag","Sommer",4330.1000000000004,1693.8,null,null,null,null,null,null,null,7]
[null,"2012-07-09",18,"Hverdag","Sommer",4292.5,2067.6999999999998,null,null,null,null,null,null,null,7]
[null,"2012-07-09",22,"Hverdag","Sommer",3551.6,1636,null,null,null,null,null,null,null,7]
[null,"2012-07-09",24,"Hverdag","Sommer",3099.1,1317.9,null,null,null,null,null,null,null,7]
[null,"2012-07-10",5,"Hverdag","Sommer",2662.6,908.1,null,null,null,null,null,null,null,7]
[null,"2012-07-10",6,"Hverdag","Sommer",2773,921.59999999999991,null,null,null,null,null,null,null,7]
[null,"2012-07-10",9,"Hverdag","Sommer",4163.5,1534.6999999999998,null,null,null,null,null,null,null,7]
[null,"2012-07-10",12,"Hverdag","Sommer",4440.2,1713.6999999999998,null,null,null,null,null,null,null,7]
[null,"2012-07-10",17,{"$f":"CHOOSE(WEEKDAY(B4765,2),$N$165,$N$166,$N$167,$N$168,$N$169,$N$170,$N$171)","v":"Hverdag"},"Sommer",3969.1,1677.4,null,null,null,null,null,null,null,7]
[null,"2012-07-10",20,"Hverdag","Sommer",3796.8999999999996,1765,null,null,null,null,null,null,null,7]
[null,"2012-07-10",24,"Hverdag","Sommer",3095.1000000000004,1306.1999999999998,null,null,null,null,null,null,null,7]
[null,"2012-07-11",3,"Hverdag","Sommer",2614.6999999999998,921.5,null,null,null,null,null,null,null,7]
[null,"2012-07-11",6,"Hverdag","Sommer",2748.5,891.9,null,null,null,null,null,null,null,7]
[null,"2012-07-11",8,"Hverdag","Sommer",3713.8,1303.7,null,null,null,null,null,null,null,7]
[null,"2012-07-11",11,"Hverdag","Sommer",4368.5,1689.8,null,null,null,null,null,null,null,7]
[null,"2012-07-11",15,"Hverdag","Sommer",4232,1648.3,null,null,null,null,null,null,null,7]
[null,"2012-07-11",18,"Hverdag","Sommer",4133.8999999999996,1980.3000000000002,null,null,null,null,null,null,null,7]
[null,"2012-07-11",23,"Hverdag","Sommer",3360.5,1505.4,null,null,null,null,null,null,null,7]
[null,"2012-07-12",2,"Hverdag","Sommer",2684.7,993.3,null,null,null,null,null,null,null,7]
[null,"2012-07-12",5,"Hverdag","Sommer",2572.3999999999996,881.6,null,null,null,null,null,null,null,7]
[null,"2012-07-12",8,"Hverdag","Sommer",3724.1,1303,null,null,null,null,null,null,null,7]
[null,"2012-07-12",12,"Hverdag","Sommer",4357.6000000000004,1682.1,null,null,null,null,null,null,null,7]
[null,"2012-07-12",13,"Hverdag","Sommer",4266.5,1655.9,null,null,null,null,null,null,null,7]
[null,"2012-07-12",17,"Hverdag","Sommer",3989.9,1686.3000000000002,null,null,null,null,null,null,null,7]
[null,"2012-07-12",20,"Hverdag","Sommer",3803.7,1780.4,null,null,null,null,null,null,null,7]
[null,"2012-07-13",1,"Hverdag","Sommer",2834.6000000000004,1126.7,null,null,null,null,null,null,null,7]
[null,"2012-07-13",4,"Hverdag","Sommer",2600.3000000000002,923.5,null,null,null,null,null,null,null,7]
[null,"2012-07-13",7,"Hverdag","Sommer",3120.2,1064.7,null,null,null,null,null,null,null,7]
[null,"2012-07-13",10,"Hverdag","Sommer",4159.8999999999996,1628.1,null,null,null,null,null,null,null,7]
[null,"2012-07-13",11,"Hverdag","Sommer",4268.1000000000004,1687.9,null,null,null,null,null,null,null,7]
[null,"2012-07-13",14,"Hverdag","Sommer",3981.3999999999996,1597.9,null,null,null,null,null,null,null,7]
[null,"2012-07-13",19,"Hverdag","Sommer",3755.2000000000003,1874.4,null,null,null,null,null,null,null,7]
[null,"2012-07-13",22,"Hverdag","Sommer",3144.9,1505.5,null,null,null,null,null,null,null,7]
[null,"2012-07-14",1,"Weekend","Sommer",2688.3,1143.3,null,null,null,null,null,null,null,7]
[null,"2012-07-14",3,"Weekend","Sommer",2434,946.5,null,null,null,null,null,null,null,7]
[null,"2012-07-14",9,"Weekend","Sommer",3039.7,1342,null,null,null,null,null,null,null,7]
[null,"2012-07-14",10,"Weekend","Sommer",3258.2,1526.4,null,null,null,null,null,null,null,7]
[null,"2012-07-14",13,"Weekend","Sommer",3365.2,1571.7,null,null,null,null,null,null,null,7]
[null,"2012-07-14",16,"Weekend","Sommer",3230.3,1509.7,null,null,null,null,null,null,null,7]
[null,"2012-07-14",20,"Weekend","Sommer",3216,1675.6999999999998,null,null,null,null,null,null,null,7]
[null,"2012-07-14",24,"Weekend","Sommer",2827.1000000000004,1342.3,null,null,null,null,null,null,null,7]
[null,"2012-07-15",3,"Weekend","Sommer",2316.5,961.2,null,null,null,null,null,null,null,7]
[null,"2012-07-15",7,"Weekend","Sommer",2252.4,889.1,null,null,null,null,null,null,null,7]
[null,"2012-07-15",9,"Weekend","Sommer",2758.1,1276.2,null,null,null,null,null,null,null,7]
[null,"2012-07-15",12,"Weekend","Sommer",3092.2,1530.6999999999998,null,null,null,null,null,null,null,7]
[null,"2012-07-15",15,"Weekend","Sommer",3020.2,1441.2,null,null,null,null,null,null,null,7]
[null,"2012-07-15",18,"Weekend","Sommer",3252.9,1762.1,null,null,null,null,null,null,null,7]
[null,"2012-07-15",22,"Weekend","Sommer",2959.4,1484.6,null,null,null,null,null,null,null,7]
[null,"2012-07-16",2,"Hverdag","Sommer",2397.6000000000004,981.4,null,null,null,null,null,null,null,7]
[null,"2012-07-16",6,"Hverdag","Sommer",2445.3000000000002,883.2,null,null,null,null,null,null,null,7]
[null,"2012-07-16",9,"Hverdag",{"$f":"IF(AND(O4901>=4,O4901<=9),\"Sommer\",\"Vinter\")","v":"Sommer"},3712.8,1473.3000000000002,null,null,null,null,null,null,null,{"$f":"MONTH(B4901)","v":7}]
[null,"2012-07-16",12,"Hverdag","Sommer",4022,1675.5,null,null,null,null,null,null,null,7]
[null,"2012-07-16",15,"Hverdag","Sommer",3890.4,1598.3000000000002,null,null,null,null,null,null,null,7]
[null,"2012-07-16",17,"Hverdag","Sommer",3698.7,1641.2,null,null,null,null,null,null,null,7]
[null,"2012-07-16",20,"Hverdag","Sommer",3582,1778.7,null,null,null,null,null,null,null,7]
[null,"2012-07-16",24,"Hverdag","Sommer",2869.7,1294,null,null,null,null,null,null,null,7]
[null,"2012-07-17",3,"Hverdag","Sommer",2405.5,925.1,null,null,null,null,null,null,null,7]
[null,"2012-07-17",8,"Hverdag","Sommer",3303.1,1234.7,null,null,null,null,null,null,null,7]
[null,"2012-07-17",11,"Hverdag","Sommer",3942.2,1619.9,null,null,null,null,null,null,null,7]
[null,"2012-07-17",14,"Hverdag","Sommer",3864.7,1562.2,null,null,null,null,null,null,null,7]
[null,"2012-07-17",15,"Hverdag","Sommer",3806.9,1550.6999999999998,null,null,null,null,null,null,null,7]
[null,"2012-07-17",21,"Hverdag","Sommer",3281.9,1599.1999999999998,null,null,null,null,null,null,null,7]
[null,"2012-07-17",22,"Hverdag","Sommer",3141.2,1507.8000000000002,null,null,null,null,null,null,null,7]
[null,"2012-07-18",2,"Hverdag","Sommer",2493,988.5,null,null,null,null,null,null,null,7]
[null,"2012-07-18",5,"Hverdag","Sommer",2414.6,884,null,null,null,null,null,null,null,7]
[null,"2012-07-18",9,"Hverdag","Sommer",3624.6,1443,null,null,null,null,null,null,null,7]
[null,"2012-07-18",10,"Hverdag","Sommer",3796.2999999999997,1565.2,null,null,null,null,null,null,null,7]
[null,"2012-07-18",16,"Hverdag","Sommer",3614.6,1533.6,null,null,null,null,null,null,null,7]
[null,"2012-07-18",17,{"$f":"CHOOSE(WEEKDAY(B4957,2),$N$165,$N$166,$N$167,$N$168,$N$169,$N$170,$N$171)","v":"Hverdag"},"Sommer",3569.2,1604.2,null,null,null,null,null,null,null,7]
[null,"2012-07-18",20,"Hverdag","Sommer",3522.6,1763.5,null,null,null,null,null,null,null,7]
[null,"2012-07-18",23,"Hverdag","Sommer",3204.9,1517,null,null,null,null,null,null,null,7]
[null,"2012-07-19",4,"Hverdag","Sommer",2422.4,907.8,null,null,null,null,null,null,null,7]
[null,"2012-07-19",7,"Hverdag","Sommer",2868.1000000000004,1014.4000000000001,null,null,null,null,null,null,null,7]
[null,"2012-07-19",11,"Hverdag","Sommer",4035.1,1688.7,null,null,null,null,null,null,null,7]
[null,"2012-07-19",14,"Hverdag","Sommer",3978.3,1632.6999999999998,null,null,null,null,null,null,null,7]
[null,"2012-07-19",16,"Hverdag","Sommer",3767.2,1606.4,null,null,null,null,null,null,null,7]
[null,"2012-07-19",19,"Hverdag","Sommer",3803.8,1912.4,null,null,null,null,null,null,null,7]
[null,"2012-07-19",22,"Hverdag","Sommer",3177.8,1500,null,null,null,null,null,null,null,7]
[null,"2012-07-20",2,"Hverdag","Sommer",2515,991.9,null,null,null,null,null,null,null,7]
[null,"2012-07-20",5,"Hverdag","Sommer",2456.6,886.8,null,null,null,null,null,null,null,7]
[null,"2012-07-20",9,"Hverdag","Sommer",3650.2999999999997,1462.1,null,null,null,null,null,null,null,7]
[null,"2012-07-20",13,"Hverdag","Sommer",3789.3999999999996,1601.5,null,null,null,null,null,null,null,7]
[null,"2012-07-20",16,"Hverdag","Sommer",3469,1531.2,null,null,null,null,null,null,null,7]
[null,"2012-07-20",19,"Hverdag","Sommer",3606.1,1860.1,null,null,null,null,null,null,null,7]
[null,"2012-07-20",22,"Hverdag","Sommer",3018.7,1498.6,null,null,null,null,null,null,null,7]
[null,"2012-07-20",24,"Hverdag","Sommer",2803.1,1341.5,null,null,null,null,null,null,null,7]
[null,"2012-07-21",4,"Weekend","Sommer",2361.6999999999998,938.3,null,null,null,null,null,null,null,7]
[null,"2012-07-21",7,"Weekend","Sommer",2371,917.5,null,null,null,null,null,null,null,7]
[null,"2012-07-21",11,"Weekend","Sommer",3233,1559.3000000000002,null,null,null,null,null,null,null,7]
[null,"2012-07-21",15,"Weekend","Sommer",3045.3,1402.1,null,null,null,null,null,null,null,7]
[null,"2012-07-21",18,"Weekend","Sommer",3253.2,1684.6,null,null,null,null,null,null,null,7]
[null,"2012-07-21",19,"Weekend","Sommer",3276.8999999999996,1763.4,null,null,null,null,null,null,null,7]
[null,"2012-07-21",24,"Weekend","Sommer",2657.4,1321.8,null,null,null,null,null,null,null,7]
[null,"2012-07-22",2,"Weekend","Sommer",2326.1999999999998,1028.5999999999999,null,null,null,null,null,null,null,7]
[null,"2012-07-22",6,"Weekend","Sommer",2084.8000000000002,824.6,null,null,null,null,null,null,null,7]
[null,"2012-07-22",9,"Weekend","Sommer",2664.2,1251.9000000000001,null,null,null,null,null,null,null,7]
[null,"2012-07-22",12,"Weekend","Sommer",2964.4,1475.5,null,null,null,null,null,null,null,7]
[null,"2012-07-22",17,"Weekend","Sommer",2959.4,1450.9,null,null,null,null,null,null,null,7]
[null,"2012-07-22",20,"Weekend","Sommer",3120.6000000000004,1693.6,null,null,null,null,null,null,null,7]
[null,"2012-07-22",21,"Weekend","Sommer",3012,1585.1,null,null,null,null,null,null,null,7]
[null,"2012-07-22",24,"Weekend","Sommer",2710.9,1285.6999999999998,null,null,null,null,null,null,null,7]
[null,"2012-07-23",6,"Hverdag","Sommer",2424.8999999999996,889.09999999999991,null,null,null,null,null,null,null,7]
[null,"2012-07-23",8,"Hverdag","Sommer",3257.4,1232.5999999999999,null,null,null,null,null,null,null,7]
[null,"2012-07-23",11,"Hverdag","Sommer",3909.3999999999996,1623.1999999999998,null,null,null,null,null,null,null,7]
[null,"2012-07-23",15,"Hverdag","Sommer",3736.2,1493.1,null,null,null,null,null,null,null,7]
[null,"2012-07-23",18,"Hverdag","Sommer",3681.1,1760.5,null,null,null,null,null,null,null,7]
[null,"2012-07-23",19,"Hverdag","Sommer",3644.6000000000004,1807.3,null,null,null,null,null,null,null,7]
[null,"2012-07-23",23,"Hverdag","Sommer",3104.7,1491.1,null,null,null,null,null,null,null,7]
[null,"2012-07-24",2,"Hverdag","Sommer",2448.3000000000002,976.2,null,null,null,null,null,null,null,7]
[null,"2012-07-24",5,"Hverdag","Sommer",2374.8000000000002,873.19999999999993,null,null,null,null,null,null,null,7]
[null,"2012-07-24",8,"Hverdag","Sommer",3269.2,1209.5,null,null,null,null,null,null,null,7]
[null,"2012-07-24",13,"Hverdag","Sommer",3794.4,1488.4,null,null,null,null,null,null,null,7]
[null,"2012-07-24",17,"Hverdag","Sommer",3496.8999999999996,1473.6999999999998,null,null,null,null,null,null,null,7]
[null,"2012-07-24",20,"Hverdag","Sommer",3382.1,1601.3,null,null,null,null,null,null,null,7]
[null,"2012-07-24",23,"Hverdag","Sommer",3173.5,1511,null,null,null,null,null,null,null,7]
[null,"2012-07-25",1,"Hverdag","Sommer",2653,1125.8,null,null,null,null,null,null,null,7]
[null,"2012-07-25",4,"Hverdag","Sommer",2406.5,920,null,null,null,null,null,null,null,7]
[null,"2012-07-25",7,"Hverdag","Sommer",2803.8999999999996,998.09999999999991,null,null,null,null,null,null,null,7]
[null,"2012-07-25",11,"Hverdag","Sommer",3966.7,1580.1,null,null,null,null,null,null,null,7]
[null,"2012-07-25",14,"Hverdag","Sommer",3851.4,1465.4,null,null,null,null,null,null,null,7]
[null,"2012-07-25",19,"Hverdag","Sommer",3658.2999999999997,1696.6,null,null,null,null,null,null,null,7]
[null,"2012-07-25",22,"Hverdag","Sommer",3266.5,1509.9,null,null,null,null,null,null,null,7]
[null,"2012-07-26",1,"Hverdag","Sommer",2711.1,1132,null,null,null,null,null,null,null,7]
[null,"2012-07-26",2,"Hverdag","Sommer",2542,1009.0999999999999,null,null,null,null,null,null,null,7]
[null,"2012-07-26",7,"Hverdag","Sommer",2821.7,1000.5999999999999,null,null,null,null,null,null,null,7]
[null,"2012-07-26",10,"Hverdag","Sommer",3913.6000000000004,1549.6999999999998,null,null,null,null,null,null,null,7]
[null,"2012-07-26",13,"Hverdag","Sommer",3900.3,1513.6,null,null,null,null,null,null,null,7]
[null,"2012-07-26",16,"Hverdag","Sommer",3659.4,1440.8000000000002,null,null,null,null,null,null,null,7]
[null,"2012-07-26",20,"Hverdag","Sommer",3492.2,1621.2,null,null,null,null,null,null,null,7]
[null,"2012-07-26",24,"Hverdag","Sommer",2990.8,1341.8000000000002,null,null,null,null,null,null,null,7]
[null,"2012-07-27",3,"Hverdag","Sommer",2527.3000000000002,954.40000000000009,null,null,null,null,null,null,null,7]
[null,"2012-07-27",4,"Hverdag","Sommer",2505.5,925.59999999999991,null,null,null,null,null,null,null,7]
[null,"2012-07-27",7,"Hverdag","Sommer",2836.6000000000004,999.9,null,null,null,null,null,null,null,7]
[null,"2012-07-27",13,"Hverdag","Sommer",3800.7000000000003,1528.4,null,null,null,null,null,null,null,7]
[null,"2012-07-27",15,"Hverdag","Sommer",3633.2,1464.1,null,null,null,null,null,null,null,7]
[null,"2012-07-27",18,"Hverdag","Sommer",3641.3999999999996,1679.5,null,null,null,null,null,null,null,7]
[null,"2012-07-27",22,"Hverdag","Sommer",3245.8,1559.5,null,null,null,null,null,null,null,7]
[null,"2012-07-28",2,"Weekend","Sommer",2592.1,1101.0999999999999,null,null,null,null,null,null,null,7]
[null,"2012-07-28",3,"Weekend","Sommer",2480.8999999999996,1001.2,null,null,null,null,null,null,null,7]
[null,"2012-07-28",6,"Weekend","Sommer",2399.8000000000002,891.8,null,null,null,null,null,null,null,7]
[null,"2012-07-28",9,"Weekend","Sommer",3038.1,1312.2,null,null,null,null,null,null,null,7]
[null,"2012-07-28",13,"Weekend","Sommer",3457.3,1621.1,null,null,null,null,null,null,null,7]
[null,"2012-07-28",15,"Weekend","Sommer",3351.3,1571.9,null,null,null,null,null,null,null,7]
[null,"2012-07-28",20,"Weekend","Sommer",3228.7,1715.8000000000002,null,null,null,null,null,null,null,7]
[null,"2012-07-28",24,"Weekend","Sommer",2794,1357.9,null,null,null,null,null,null,null,7]
[null,"2012-07-29",3,"Weekend","Sommer",2315.4,962.8,null,null,null,null,null,null,null,7]
[null,"2012-07-29",4,"Weekend","Sommer",2277.1999999999998,923.6,null,null,null,null,null,null,null,7]
[null,"2012-07-29",8,"Weekend","Sommer",2508.1,1012.9,null,null,null,null,null,null,null,7]
[null,"2012-07-29",11,"Weekend","Sommer",3184.3,1559.3000000000002,null,null,null,null,null,null,null,7]
[null,"2012-07-29",15,"Weekend","Sommer",3174.3,1549.7,null,null,null,null,null,null,null,7]
[null,"2012-07-29",17,"Weekend",{"$f":"IF(AND(O5221>=4,O5221<=9),\"Sommer\",\"Vinter\")","v":"Sommer"},3178.2,1595.1,null,null,null,null,null,null,null,{"$f":"MONTH(B5221)","v":7}]
[null,"2012-07-29",22,"Weekend","Sommer",3145.1,1650.3,null,null,null,null,null,null,null,7]
[null,"2012-07-30",2,"Hverdag","Sommer",2404.5,987.1,null,null,null,null,null,null,null,7]
[null,"2012-07-30",5,"Hverdag","Sommer",2359.3000000000002,891,null,null,null,null,null,null,null,7]
[null,"2012-07-30",6,"Hverdag","Sommer",2451.1,888,null,null,null,null,null,null,null,7]
[null,"2012-07-30",10,"Hverdag","Sommer",3979.2,1614,null,null,null,null,null,null,null,7]
[null,"2012-07-30",13,"Hverdag","Sommer",4116.3999999999996,1687.8000000000002,null,null,null,null,null,null,null,7]
[null,"2012-07-30",17,"Hverdag","Sommer",3832.7999999999997,1707.6999999999998,null,null,null,null,null,null,null,7]
[null,"2012-07-30",20,"Hverdag","Sommer",3699.9,1845,null,null,null,null,null,null,null,7]
[null,"2012-07-30",23,"Hverdag","Sommer",3257.9,1575.8000000000002,null,null,null,null,null,null,null,7]
[null,"2012-07-31",4,"Hverdag","Sommer",2429,913.09999999999991,null,null,null,null,null,null,null,7]
[null,"2012-07-31",7,"Hverdag","Sommer",2956.6,1045,null,null,null,null,null,null,null,7]
[null,"2012-07-31",8,"Hverdag","Sommer",3509.3999999999996,1276.2,null,null,null,null,null,null,null,7]
[null,"2012-07-31",11,"Hverdag","Sommer",4201.8999999999996,1675.1,null,null,null,null,null,null,null,7]
[null,"2012-07-31",16,"Hverdag","Sommer",3876.2000000000003,1577.9,null,null,null,null,null,null,null,7]
[null,"2012-07-31",19,"Hverdag","Sommer",3907.3,1940,null,null,null,null,null,null,null,7]
[null,"2012-07-31",22,"Hverdag","Sommer",3336.3,1590.7,null,null,null,null,null,null,null,7]
[null,"2012-08-01",2,"Hverdag","Sommer",2606.8000000000002,987.3,null,null,null,null,null,null,null,8]
[null,"2012-08-01",5,"Hverdag","Sommer",2547.5,898.5,null,null,null,null,null,null,null,8]
[null,"2012-08-01",9,"Hverdag",{"$f":"IF(AND(O5285>=4,O5285<=9),\"Sommer\",\"Vinter\")","v":"Sommer"},3887.8,1499.4,null,null,null,null,null,null,null,{"$f":"MONTH(B5285)","v":8}]
[null,"2012-08-01",10,"Hverdag","Sommer",4057.5,1621.9,null,null,null,null,null,null,null,8]
[null,"2012-08-01",13,"Hverdag","Sommer",4106.3,1623.1,null,null,null,null,null,null,null,8]
[null,"2012-08-01",16,"Hverdag","Sommer",3879,1565.5,null,null,null,null,null,null,null,8]
[null,"2012-08-01",22,"Hverdag","Sommer",3413.4,1612.8,null,null,null,null,null,null,null,8]
[null,"2012-08-01",24,"Hverdag","Sommer",3000.3,1322.8,null,null,null,null,null,null,null,8]
[null,"2012-08-02",4,"Hverdag","Sommer",2549.9,918.59999999999991,null,null,null,null,null,null,null,8]
[null,"2012-08-02",7,"Hverdag","Sommer",3034.8,1043.8000000000002,null,null,null,null,null,null,null,8]
[null,"2012-08-02",11,"Hverdag","Sommer",4297.1000000000004,1712.4,null,null,null,null,null,null,null,8]
[null,"2012-08-02",12,"Hverdag","Sommer",4318.8,1727,null,null,null,null,null,null,null,8]
[null,"2012-08-02",15,"Hverdag","Sommer",4176.2999999999993,1667.3000000000002,null,null,null,null,null,null,null,8]
[null,"2012-08-02",19,"Hverdag","Sommer",3990,1941.4,null,null,null,null,null,null,null,8]
[null,"2012-08-02",22,"Hverdag","Sommer",3475.3999999999996,1628.8000000000002,null,null,null,null,null,null,null,8]
[null,"2012-08-02",24,"Hverdag","Sommer",3061.2,1338.4,null,null,null,null,null,null,null,8]
[null,"2012-08-03",6,"Hverdag","Sommer",2644.5,903.59999999999991,null,null,null,null,null,null,null,8]
[null,"2012-08-03",9,"Hverdag","Sommer",3899.8,1500.6,null,null,null,null,null,null,null,8]
[null,"2012-08-03",12,"Hverdag","Sommer",4158.7,1667.2,null,null,null,null,null,null,null,8]
[null,"2012-08-03",13,"Hverdag","Sommer",4052.3,1623.7,null,null,null,null,null,null,null,8]
[null,"2012-08-03",17,{"$f":"CHOOSE(WEEKDAY(B5341,2),$N$165,$N$166,$N$167,$N$168,$N$169,$N$170,$N$171)","v":"Hverdag"},"Sommer",3683.6,1597.9,null,null,null,null,null,null,null,8]
[null,"2012-08-03",21,"Hverdag","Sommer",3374.1,1626.9,null,null,null,null,null,null,null,8]
[null,"2012-08-03",24,"Hverdag","Sommer",2988,1396.5,null,null,null,null,null,null,null,8]
[null,"2012-08-04",3,"Weekend","Sommer",2503.5,961.8,null,null,null,null,null,null,null,8]
[null,"2012-08-04",6,"Weekend","Sommer",2411,857.1,null,null,null,null,null,null,null,8]
[null,"2012-08-04",11,"Weekend","Sommer",3397.8,1590.9,null,null,null,null,null,null,null,8]
[null,"2012-08-04",12,"Weekend","Sommer",3381.1000000000004,1582.1,null,null,null,null,null,null,null,8]
[null,"2012-08-04",15,"Weekend","Sommer",3236.1000000000004,1468.3,null,null,null,null,null,null,null,8]
[null,"2012-08-04",19,"Weekend","Sommer",3461.7,1846.8999999999999,null,null,null,null,null,null,null,8]
[null,"2012-08-04",23,"Weekend","Sommer",3026,1536.3,null,null,null,null,null,null,null,8]
[null,"2012-08-05",2,"Weekend","Sommer",2475.3000000000002,1036.8,null,null,null,null,null,null,null,8]
[null,"2012-08-05",5,"Weekend","Sommer",2387.1999999999998,911,null,null,null,null,null,null,null,8]
[null,"2012-08-05",9,"Weekend","Sommer",2883.7,1281,null,null,null,null,null,null,null,8]
[null,"2012-08-05",12,"Weekend","Sommer",3286.6,1556.3000000000002,null,null,null,null,null,null,null,8]
[null,"2012-08-05",14,"Weekend","Sommer",3228.8999999999996,1487.6,null,null,null,null,null,null,null,8]
[null,"2012-08-05",17,"Weekend","Sommer",3255.3,1544.3000000000002,null,null,null,null,null,null,null,8]
[null,"2012-08-05",20,"Weekend","Sommer",3379.2,1777.6999999999998,null,null,null,null,null,null,null,8]
[null,"2012-08-06",1,"Hverdag","Sommer",2695.6,1092.8,null,null,null,null,null,null,null,8]
[null,"2012-08-06",4,"Hverdag","Sommer",2492.3000000000002,901.1,null,null,null,null,null,null,null,8]
[null,"2012-08-06",7,"Hverdag","Sommer",3208.1000000000004,1109.3,null,null,null,null,null,null,null,8]
[null,"2012-08-06",11,"Hverdag","Sommer",4605.6000000000004,1800.6,null,null,null,null,null,null,null,8]
[null,"2012-08-06",14,"Hverdag","Sommer",4533.5,1731,null,null,null,null,null,null,null,8]
[null,"2012-08-06",18,"Hverdag","Sommer",4313.5,2049.6999999999998,null,null,null,null,null,null,null,8]
[null,"2012-08-06",19,"Hverdag","Sommer",4208.1000000000004,2046.4,null,null,null,null,null,null,null,8]
[null,"2012-08-06",22,"Hverdag","Sommer",3682.9,1687.6,null,null,null,null,null,null,null,8]
[null,"2012-08-07",2,"Hverdag","Sommer",2720.6,992.59999999999991,null,null,null,null,null,null,null,8]
[null,"2012-08-07",7,"Hverdag","Sommer",3241.2,1097.5,null,null,null,null,null,null,null,8]
[null,"2012-08-07",10,"Hverdag","Sommer",4470.7,1684.6,null,null,null,null,null,null,null,8]
[null,"2012-08-07",13,"Hverdag","Sommer",4574.5,1735.1,null,null,null,null,null,null,null,8]
[null,"2012-08-07",16,"Hverdag","Sommer",4252.2,1682.9,null,null,null,null,null,null,null,8]
[null,"2012-08-07",20,"Hverdag","Sommer",3987.6,1874.8999999999999,null,null,null,null,null,null,null,8]
[null,"2012-08-07",21,"Hverdag","Sommer",3779,1737.9,null,null,null,null,null,null,null,8]
[null,"2012-08-07",24,"Hverdag","Sommer",3232.1000000000004,1336.7,null,null,null,null,null,null,null,8]
[null,"2012-08-08",4,"Hverdag","Sommer",2769.3,938.09999999999991,null,null,null,null,null,null,null,8]
[null,"2012-08-08",7,"Hverdag","Sommer",3299.9,1112.3000000000002,null,null,null,null,null,null,null,8]
[null,"2012-08-08",9,"Hverdag","Sommer",4301.3999999999996,1563.3,null,null,null,null,null,null,null,8]
[null,"2012-08-08",15,"Hverdag","Sommer",4392.5,1665,null,null,null,null,null,null,null,8]
[null,"2012-08-08",18,"Hverdag","Sommer",4311.7,2029.3,null,null,null,null,null,null,null,8]
[null,"2012-08-08",19,"Hverdag","Sommer",4196.8999999999996,2021.4,null,null,null,null,null,null,null,8]
[null,"2012-08-08",22,"Hverdag","Sommer",3707.9,1695.8000000000002,null,null,null,null,null,null,null,8]
[null,"2012-08-09",2,"Hverdag","Sommer",2730.6,990.5,null,null,null,null,null,null,null,8]
[null,"2012-08-09",6,"Hverdag","Sommer",2825.1,940.80000000000007,null,null,null,null,null,null,null,8]
[null,"2012-08-09",9,"Hverdag",{"$f":"IF(AND(O5477>=4,O5477<=9),\"Sommer\",\"Vinter\")","v":"Sommer"},4280.1000000000004,1543.3000000000002,null,null,null,null,null,null,null,{"$f":"MONTH(B5477)","v":8}]
[null,"2012-08-09",13,"Hverdag","Sommer",4431.6000000000004,1619.4,null,null,null,null,null,null,null,8]
[null,"2012-08-09",15,"Hverdag","Sommer",4335.6000000000004,1594.4,null,null,null,null,null,null,null,8]
[null,"2012-08-09",20,"Hverdag","Sommer",3919.8,1811.6999999999998,null,null,null,null,null,null,null,8]
[null,"2012-08-09",21,"Hverdag","Sommer",3740.7000000000003,1720.5,null,null,null,null,null,null,null,8]
[null,"2012-08-09",24,"Hverdag","Sommer",3163,1327.1,null,null,null,null,null,null,null,8]
[null,"2012-08-10",4,"Hverdag","Sommer",2638.9,918.6,null,null,null,null,null,null,null,8]
[null,"2012-08-10",8,"Hverdag","Sommer",3909.8999999999996,1370.3000000000002,null,null,null,null,null,null,null,8]
[null,"2012-08-10",11,"Hverdag","Sommer",4515.8,1732.1,null,null,null,null,null,null,null,8]
[null,"2012-08-10",15,"Hverdag","Sommer",3998.3999999999996,1618.2,null,null,null,null,null,null,null,8]
[null,"2012-08-10",18,"Hverdag","Sommer",4012,1977.8000000000002,null,null,null,null,null,null,null,8]
[null,"2012-08-10",21,"Hverdag","Sommer",3504.6000000000004,1710.8,null,null,null,null,null,null,null,8]
[null,"2012-08-10",23,"Hverdag","Sommer",3297.7,1597.9,null,null,null,null,null,null,null,8]
[null,"2012-08-11",2,"Weekend","Sommer",2604.3000000000002,1044.3,null,null,null,null,null,null,null,8]
[null,"2012-08-11",6,"Weekend","Sommer",2476.1,899.2,null,null,null,null,null,null,null,8]
[null,"2012-08-11",10,"Weekend","Sommer",3402.7,1579.7,null,null,null,null,null,null,null,8]
[null,"2012-08-11",13,"Weekend","Sommer",3402.3,1527.1,null,null,null,null,null,null,null,8]
[null,"2012-08-11",17,{"$f":"CHOOSE(WEEKDAY(B5533,2),$N$165,$N$166,$N$167,$N$168,$N$169,$N$170,$N$171)","v":"Weekend"},"Sommer",3255.3,1459.8000000000002,null,null,null,null,null,null,null,8]
[null,"2012-08-11",20,"Weekend","Sommer",3269.2,1646.9,null,null,null,null,null,null,null,8]
[null,"2012-08-11",21,"Weekend","Sommer",3164.3999999999996,1587.2,null,null,null,null,null,null,null,8]
[null,"2012-08-12",3,"Weekend","Sommer",2420.6999999999998,989.5,null,null,null,null,null,null,null,8]
[null,"2012-08-12",4,"Weekend","Sommer",2376,953.2,null,null,null,null,null,null,null,8]
[null,"2012-08-12",8,"Weekend","Sommer",2627.4,1070.4000000000001,null,null,null,null,null,null,null,8]
[null,"2012-08-12",11,"Weekend","Sommer",3262.2,1544,null,null,null,null,null,null,null,8]
[null,"2012-08-12",16,"Weekend","Sommer",3120.1,1420.1,null,null,null,null,null,null,null,8]
[null,"2012-08-12",19,"Weekend","Sommer",3551.7,1897.5,null,null,null,null,null,null,null,8]
[null,"2012-08-12",22,"Weekend","Sommer",3387.7,1731.5,null,null,null,null,null,null,null,8]
[null,"2012-08-12",23,"Weekend","Sommer",3238.6,1582.4,null,null,null,null,null,null,null,8]
[null,"2012-08-13",2,"Hverdag","Sommer",2625.5,998.2,null,null,null,null,null,null,null,8]
[null,"2012-08-13",5,"Hverdag","Sommer",2632.4,925.1,null,null,null,null,null,null,null,8]
[null,"2012-08-13",10,"Hverdag","Sommer",4380.6000000000004,1627,null,null,null,null,null,null,null,8]
[null,"2012-08-13",13,"Hverdag","Sommer",4433.5,1617.6999999999998,null,null,null,null,null,null,null,8]
[null,"2012-08-13",16,"Hverdag","Sommer",4162.3999999999996,1589.1,null,null,null,null,null,null,null,8]
[null,"2012-08-13",18,"Hverdag","Sommer",4272.5,1978,null,null,null,null,null,null,null,8]
[null,"2012-08-13",24,"Hverdag","Sommer",3184,1296.3,null,null,null,null,null,null,null,8]
[null,"2012-08-14",1,"Hverdag","Sommer",2938.1,1093,null,null,null,null,null,null,null,8]
[null,"2012-08-14",4,"Hverdag","Sommer",2719.4,931.1,null,null,null,null,null,null,null,8]
[null,"2012-08-14",7,"Hverdag","Sommer",3431.5,1182.9000000000001,null,null,null,null,null,null,null,8]
[null,"2012-08-14",11,"Hverdag","Sommer",4547.3999999999996,1640.1,null,null,null,null,null,null,null,8]
[null,"2012-08-14",15,"Hverdag","Sommer",4362.1000000000004,1584,null,null,null,null,null,null,null,8]
[null,"2012-08-14",19,"Hverdag","Sommer",4205.8,1963.5,null,null,null,null,null,null,null,8]
[null,"2012-08-14",22,"Hverdag","Sommer",3824.8,1784.1000000000001,null,null,null,null,null,null,null,8]
[null,"2012-08-14",24,"Hverdag","Sommer",3207.2,1303.3,null,null,null,null,null,null,null,8]
[null,"2012-08-15",3,"Hverdag","Sommer",2745.1000000000004,950.1,null,null,null,null,null,null,null,8]
[null,"2012-08-15",6,"Hverdag","Sommer",2965,993.1,null,null,null,null,null,null,null,8]
[null,"2012-08-15",9,"Hverdag","Sommer",4381.7999999999993,1591.1,null,null,null,null,null,null,null,8]
[null,"2012-08-15",13,"Hverdag","Sommer",4486.1000000000004,1580.5,null,null,null,null,null,null,null,8]
[null,"2012-08-15",17,"Hverdag","Sommer",4156.1000000000004,1652.1,null,null,null,null,null,null,null,8]
[null,"2012-08-15",21,"Hverdag","Sommer",3903.7000000000003,1764.6999999999998,null,null,null,null,null,null,null,8]
[null,"2012-08-15",24,"Hverdag","Sommer",3247,1312.1,null,null,null,null,null,null,null,8]
[null,"2012-08-16",3,"Hverdag","Sommer",2786.1,928.90000000000009,null,null,null,null,null,null,null,8]
[null,"2012-08-16",6,"Hverdag","Sommer",2981.2,958,null,null,null,null,null,null,null,8]
[null,"2012-08-16",8,"Hverdag","Sommer",4113.6000000000004,1425.9,null,null,null,null,null,null,null,8]
[null,"2012-08-16",12,"Hverdag","Sommer",4628.8999999999996,1630.4,null,null,null,null,null,null,null,8]
[null,"2012-08-16",15,"Hverdag","Sommer",4553.8,1649,null,null,null,null,null,null,null,8]
[null,"2012-08-16",19,"Hverdag","Sommer",4353.7,2039.6999999999998,null,null,null,null,null,null,null,8]
[null,"2012-08-16",23,"Hverdag","Sommer",3561.6,1539.4,null,null,null,null,null,null,null,8]
[null,"2012-08-17",2,"Hverdag","Sommer",2785.7,947.09999999999991,null,null,null,null,null,null,null,8]
[null,"2012-08-17",5,"Hverdag","Sommer",2768,894.5,null,null,null,null,null,null,null,8]
[null,"2012-08-17",6,"Hverdag","Sommer",2958,959,null,null,null,null,null,null,null,8]
[null,"2012-08-17",12,"Hverdag","Sommer",4494.8999999999996,1602.2,null,null,null,null,null,null,null,8]
[null,"2012-08-17",14,"Hverdag","Sommer",4222.8999999999996,1533.1,null,null,null,null,null,null,null,8]
[null,"2012-08-17",17,"Hverdag","Sommer",3897.7,1594.8,null,null,null,null,null,null,null,8]
[null,"2012-08-17",20,"Hverdag","Sommer",3748.9,1720.6,null,null,null,null,null,null,null,8]
[null,"2012-08-18",1,"Weekend","Sommer",2900.6,1187.4000000000001,null,null,null,null,null,null,null,8]
[null,"2012-08-18",4,"Weekend","Sommer",2630.7,981.09999999999991,null,null,null,null,null,null,null,8]
[null,"2012-08-18",7,"Weekend","Sommer",2745.5,987.6,null,null,null,null,null,null,null,8]
[null,"2012-08-18",8,"Weekend","Sommer",3033.7,1183.0999999999999,null,null,null,null,null,null,null,8]
[null,"2012-08-18",11,"Weekend","Sommer",3687.1,1678.9,null,null,null,null,null,null,null,8]
[null,"2012-08-18",14,"Weekend","Sommer",3561.5,1514.1,null,null,null,null,null,null,null,8]
[null,"2012-08-18",19,"Weekend","Sommer",3625.9,1783.5,null,null,null,null,null,null,null,8]
[null,"2012-08-18",22,"Weekend","Sommer",3433,1690.4,null,null,null,null,null,null,null,8]
[null,"2012-08-19",2,"Weekend","Sommer",2610.9,1070.8000000000002,null,null,null,null,null,null,null,8]
[null,"2012-08-19",3,"Weekend","Sommer",2521.6999999999998,992.40000000000009,null,null,null,null,null,null,null,8]
[null,"2012-08-19",7,"Weekend","Sommer",2500.3000000000002,905.69999999999993,null,null,null,null,null,null,null,8]
[null,"2012-08-19",10,"Weekend","Sommer",3276.7,1497.3,null,null,null,null,null,null,null,8]
[null,"2012-08-19",13,"Weekend","Sommer",3318.5,1461.6,null,null,null,null,null,null,null,8]
[null,"2012-08-19",17,{"$f":"CHOOSE(WEEKDAY(B5725,2),$N$165,$N$166,$N$167,$N$168,$N$169,$N$170,$N$171)","v":"Weekend"},"Sommer",3293.3999999999996,1446.2,null,null,null,null,null,null,null,8]
[null,"2012-08-19",20,"Weekend","Sommer",3519.8999999999996,1740.6000000000001,null,null,null,null,null,null,null,8]
[null,"2012-08-19",24,"Weekend","Sommer",3017.6000000000004,1253.6999999999998,null,null,null,null,null,null,null,8]
[null,"2012-08-20",4,"Hverdag","Sommer",2658.6,904.59999999999991,null,null,null,null,null,null,null,8]
[null,"2012-08-20",7,"Hverdag","Sommer",3459.5,1182,null,null,null,null,null,null,null,8]
[null,"2012-08-20",9,"Hverdag","Sommer",4469.8,1568.4,null,null,null,null,null,null,null,8]
[null,"2012-08-20",12,"Hverdag","Sommer",4699.2000000000007,1628.9,null,null,null,null,null,null,null,8]
[null,"2012-08-20",15,"Hverdag","Sommer",4556.2,1596.3,null,null,null,null,null,null,null,8]
[null,"2012-08-20",19,"Hverdag","Sommer",4319.5,1972.6,null,null,null,null,null,null,null,8]
[null,"2012-08-20",22,"Hverdag","Sommer",3966.2,1820,null,null,null,null,null,null,null,8]
[null,"2012-08-21",2,"Hverdag","Sommer",2840.6000000000004,969.59999999999991,null,null,null,null,null,null,null,8]
[null,"2012-08-21",6,"Hverdag","Sommer",3013.9,983.3,null,null,null,null,null,null,null,8]
[null,"2012-08-21",9,"Hverdag","Sommer",4492.2,1564,null,null,null,null,null,null,null,8]
[null,"2012-08-21",10,"Hverdag","Sommer",4587,1608.9,null,null,null,null,null,null,null,8]
[null,"2012-08-21",15,"Hverdag","Sommer",4526.3999999999996,1610.9,null,null,null,null,null,null,null,8]
[null,"2012-08-21",17,"Hverdag","Sommer",4272.6000000000004,1712.5,null,null,null,null,null,null,null,8]
[null,"2012-08-21",21,"Hverdag","Sommer",3971.5,1786.9,null,null,null,null,null,null,null,8]
[null,"2012-08-21",24,"Hverdag","Sommer",3230,1250,null,null,null,null,null,null,null,8]
[null,"2012-08-22",4,"Hverdag","Sommer",2766.9,927.30000000000007,null,null,null,null,null,null,null,8]
[null,"2012-08-22",8,"Hverdag","Sommer",4242.8999999999996,1531.1,null,null,null,null,null,null,null,8]
[null,"2012-08-22",11,"Hverdag","Sommer",4718.8999999999996,1699.1999999999998,null,null,null,null,null,null,null,8]
[null,"2012-08-22",12,"Hverdag","Sommer",4687.2,1685.7,null,null,null,null,null,null,null,8]
[null,"2012-08-22",15,"Hverdag","Sommer",4557.7999999999993,1664,null,null,null,null,null,null,null,8]
[null,"2012-08-22",21,"Hverdag","Sommer",3964,1819.6000000000001,null,null,null,null,null,null,null,8]
[null,"2012-08-22",23,"Hverdag","Sommer",3640.7,1607.9,null,null,null,null,null,null,null,8]
[null,"2012-08-23",2,"Hverdag","Sommer",2871.1,990.7,null,null,null,null,null,null,null,8]
[null,"2012-08-23",6,"Hverdag","Sommer",3061.3,1026.0999999999999,null,null,null,null,null,null,null,8]
[null,"2012-08-23",9,"Hverdag","Sommer",4484.7000000000007,1593.6,null,null,null,null,null,null,null,8]
[null,"2012-08-23",10,"Hverdag","Sommer",4595.5,1642.5,null,null,null,null,null,null,null,8]
[null,"2012-08-23",14,"Hverdag","Sommer",4612.8999999999996,1633,null,null,null,null,null,null,null,8]
[null,"2012-08-23",17,"Hverdag","Sommer",4259.8999999999996,1751.9,null,null,null,null,null,null,null,8]
[null,"2012-08-23",21,"Hverdag","Sommer",3932.9,1826.2,null,null,null,null,null,null,null,8]
[null,"2012-08-23",23,"Hverdag","Sommer",3558,1588,null,null,null,null,null,null,null,8]
[null,"2012-08-24",4,"Hverdag","Sommer",2730.1,923.3,null,null,null,null,null,null,null,8]
[null,"2012-08-24",8,"Hverdag","Sommer",4132.5,1503,null,null,null,null,null,null,null,8]
[null,"2012-08-24",11,"Hverdag","Sommer",4586.2,1687,null,null,null,null,null,null,null,8]
[null,"2012-08-24",12,"Hverdag","Sommer",4537.8999999999996,1678,null,null,null,null,null,null,null,8]
[null,"2012-08-24",16,"Hverdag","Sommer",3963.3999999999996,1659.4,null,null,null,null,null,null,null,8]
[null,"2012-08-24",19,"Hverdag","Sommer",4036.9,2036.5,null,null,null,null,null,null,null,8]
[null,"2012-08-24",23,"Hverdag","Sommer",3305.8,1585.1999999999998,null,null,null,null,null,null,null,8]
[null,"2012-08-25",2,"Weekend","Sommer",2627,1035,null,null,null,null,null,null,null,8]
[null,"2012-08-25",5,"Weekend","Sommer",2523,931.2,null,null,null,null,null,null,null,8]
[null,"2012-08-25",10,"Weekend","Sommer",3492.6000000000004,1634.6,null,null,null,null,null,null,null,8]
[null,"2012-08-25",13,"Weekend","Sommer",3589.2,1687.1,null,null,null,null,null,null,null,8]
[null,"2012-08-25",16,"Weekend","Sommer",3462.8,1626,null,null,null,null,null,null,null,8]
[null,"2012-08-25",18,"Weekend","Sommer",3695.3,1957,null,null,null,null,null,null,null,8]
[null,"2012-08-25",21,"Weekend","Sommer",3352.2,1714.5,null,null,null,null,null,null,null,8]
[null,"2012-08-26",1,"Weekend","Sommer",2686.7,1179.5999999999999,null,null,null,null,null,null,null,8]
[null,"2012-08-26",4,"Weekend","Sommer",2399.1999999999998,949.3,null,null,null,null,null,null,null,8]
[null,"2012-08-26",7,"Weekend","Sommer",2473.6999999999998,948.3,null,null,null,null,null,null,null,8]
[null,"2012-08-26",11,"Weekend","Sommer",3422.4,1636.8,null,null,null,null,null,null,null,8]
[null,"2012-08-26",15,"Weekend","Sommer",3419.2,1585.1,null,null,null,null,null,null,null,8]
[null,"2012-08-26",16,"Weekend","Sommer",3390.2,1578.8,null,null,null,null,null,null,null,8]
[null,"2012-08-26",19,"Weekend","Sommer",3807.8999999999996,2094.6,null,null,null,null,null,null,null,8]
[null,"2012-08-26",24,"Weekend","Sommer",2945.6,1260,null,null,null,null,null,null,null,8]
[null,"2012-08-27",3,"Hverdag","Sommer",2547,935,null,null,null,null,null,null,null,8]
[null,"2012-08-27",6,"Hverdag","Sommer",2900.8999999999996,1035.5,null,null,null,null,null,null,null,8]
[null,"2012-08-27",9,"Hverdag","Sommer",4395.5,1628.3000000000002,null,null,null,null,null,null,null,8]
[null,"2012-08-27",13,"Hverdag","Sommer",4433.8999999999996,1603.9,null,null,null,null,null,null,null,8]
[null,"2012-08-27",17,{"$f":"CHOOSE(WEEKDAY(B5917,2),$N$165,$N$166,$N$167,$N$168,$N$169,$N$170,$N$171)","v":"Hverdag"},"Sommer",4134.8,1695.5,null,null,null,null,null,null,null,8]
[null,"2012-08-27",18,"Hverdag","Sommer",4359.2999999999993,2039.4,null,null,null,null,null,null,null,8]
[null,"2012-08-27",21,"Hverdag","Sommer",3947.4,1861.6000000000001,null,null,null,null,null,null,null,8]
[null,"2012-08-27",24,"Hverdag","Sommer",3136.2,1258.0999999999999,null,null,null,null,null,null,null,8]
[null,"2012-08-28",6,"Hverdag","Sommer",2988.2,1031.0999999999999,null,null,null,null,null,null,null,8]
[null,"2012-08-28",8,"Hverdag","Sommer",4196.7,1545.6,null,null,null,null,null,null,null,8]
[null,"2012-08-28",11,"Hverdag","Sommer",4695.1000000000004,1728.9,null,null,null,null,null,null,null,8]
[null,"2012-08-28",15,"Hverdag","Sommer",4512.8999999999996,1703.2,null,null,null,null,null,null,null,8]
[null,"2012-08-28",18,"Hverdag","Sommer",4509,2183.9,null,null,null,null,null,null,null,8]
[null,"2012-08-28",19,"Hverdag","Sommer",4358.7,2127.3000000000002,null,null,null,null,null,null,null,8]
[null,"2012-08-28",23,"Hverdag","Sommer",3533.5,1564.9,null,null,null,null,null,null,null,8]
[null,"2012-08-29",2,"Hverdag","Sommer",2775.9,964.9,null,null,null,null,null,null,null,8]
[null,"2012-08-29",6,"Hverdag","Sommer",3017.6000000000004,1026.5,null,null,null,null,null,null,null,8]
[null,"2012-08-29",8,"Hverdag","Sommer",4145.1000000000004,1519.9,null,null,null,null,null,null,null,8]
[null,"2012-08-29",14,"Hverdag","Sommer",4503.3,1579.5,null,null,null,null,null,null,null,8]
[null,"2012-08-29",17,"Hverdag","Sommer",4188.8,1708.3,null,null,null,null,null,null,null,8]
[null,"2012-08-29",20,"Hverdag","Sommer",4066.5,1877.1000000000001,null,null,null,null,null,null,null,8]
[null,"2012-08-29",21,"Hverdag","Sommer",4028.5,1902.3000000000002,null,null,null,null,null,null,null,8]
[null,"2012-08-30",1,"Hverdag","Sommer",2965,1078.3,null,null,null,null,null,null,null,8]
[null,"2012-08-30",4,"Hverdag","Sommer",2766.4,913.1,null,null,null,null,null,null,null,8]
[null,"2012-08-30",8,"Hverdag","Sommer",4282.8999999999996,1567.2,null,null,null,null,null,null,null,8]
[null,"2012-08-30",11,"Hverdag","Sommer",4706.8999999999996,1701.5,null,null,null,null,null,null,null,8]
[null,"2012-08-30",14,"Hverdag","Sommer",4565.6000000000004,1627,null,null,null,null,null,null,null,8]
[null,"2012-08-30",19,"Hverdag","Sommer",4285.1000000000004,2002.9,null,null,null,null,null,null,null,8]
[null,"2012-08-30",22,"Hverdag","Sommer",3935.9,1861.7,null,null,null,null,null,null,null,8]
[null,"2012-08-30",23,"Hverdag","Sommer",3560.9,1580.8,null,null,null,null,null,null,null,8]
[null,"2012-08-31",2,"Hverdag","Sommer",2791.7,965.6,null,null,null,null,null,null,null,8]
[null,"2012-08-31",7,"Hverdag","Sommer",3539.1000000000004,1257.9000000000001,null,null,null,null,null,null,null,8]
[null,"2012-08-31",10,"Hverdag","Sommer",4504.8,1671,null,null,null,null,null,null,null,8]
[null,"2012-08-31",13,"Hverdag","Sommer",4344.8999999999996,1611.5,null,null,null,null,null,null,null,8]
[null,"2012-08-31",17,"Hverdag","Sommer",3876.5,1665.3,null,null,null,null,null,null,null,8]
[null,"2012-08-31",20,"Hverdag","Sommer",3758.3,1796.8000000000002,null,null,null,null,null,null,null,8]
[null,"2012-08-31",24,"Hverdag","Sommer",3028.3999999999996,1340.5,null,null,null,null,null,null,null,8]
[null,"2012-09-01",1,"Weekend","Sommer",2793,1149.0999999999999,null,null,null,null,null,null,null,9]
[null,"2012-09-01",4,"Weekend","Sommer",2518.1999999999998,936.3,null,null,null,null,null,null,null,9]
[null,"2012-09-01",9,"Weekend","Sommer",3322.8,1462,null,null,null,null,null,null,null,9]
[null,"2012-09-01",12,"Weekend","Sommer",3598.6,1656.9,null,null,null,null,null,null,null,9]
[null,"2012-09-01",15,"Weekend","Sommer",3409.3,1522,null,null,null,null,null,null,null,9]
[null,"2012-09-01",19,"Weekend","Sommer",3663.7,1931.8999999999999,null,null,null,null,null,null,null,9]
[null,"2012-09-01",22,"Weekend","Sommer",3384.7,1735.6,null,null,null,null,null,null,null,9]
[null,"2012-09-02",2,"Weekend","Sommer",2539,1057,null,null,null,null,null,null,null,9]
[null,"2012-09-02",3,"Weekend","Sommer",2469.4,987.8,null,null,null,null,null,null,null,9]
[null,"2012-09-02",6,"Weekend","Sommer",2484.9,962.2,null,null,null,null,null,null,null,9]
[null,"2012-09-02",10,"Weekend","Sommer",3301,1569,null,null,null,null,null,null,null,9]
[null,"2012-09-02",15,"Weekend","Sommer",3424.2,1603.1,null,null,null,null,null,null,null,9]
[null,"2012-09-02",17,"Weekend","Sommer",3509,1713.4,null,null,null,null,null,null,null,9]
[null,"2012-09-02",21,"Weekend","Sommer",3672,1949,null,null,null,null,null,null,null,9]
[null,"2012-09-02",24,"Weekend","Sommer",2935.3999999999996,1223.3,null,null,null,null,null,null,null,9]
[null,"2012-09-03",1,"Hverdag","Sommer",2729.2,1034.5,null,null,null,null,null,null,null,9]
[null,"2012-09-03",4,"Hverdag","Sommer",2586.8000000000002,897.3,null,null,null,null,null,null,null,9]
[null,"2012-09-03",8,"Hverdag","Sommer",4107.3,1511,null,null,null,null,null,null,null,9]
[null,"2012-09-03",12,"Hverdag","Sommer",4537.3,1609.9,null,null,null,null,null,null,null,9]
[null,"2012-09-03",15,"Hverdag","Sommer",4402.5,1575.6,null,null,null,null,null,null,null,9]
[null,"2012-09-03",17,"Hverdag","Sommer",4175.8,1707.5,null,null,null,null,null,null,null,9]
[null,"2012-09-03",23,"Hverdag","Sommer",3534.1,1557.1,null,null,null,null,null,null,null,9]
[null,"2012-09-04",2,"Hverdag","Sommer",2750.5,951,null,null,null,null,null,null,null,9]
[null,"2012-09-04",3,"Hverdag","Sommer",2706.1000000000004,914.6,null,null,null,null,null,null,null,9]
[null,"2012-09-04",6,"Hverdag","Sommer",3005.7,1026.0999999999999,null,null,null,null,null,null,null,9]
[null,"2012-09-04",10,"Hverdag","Sommer",4544.8,1636.6,null,null,null,null,null,null,null,9]
[null,"2012-09-04",14,"Hverdag","Sommer",4582.1000000000004,1635.3,null,null,null,null,null,null,null,9]
[null,"2012-09-04",17,{"$f":"CHOOSE(WEEKDAY(B6109,2),$N$165,$N$166,$N$167,$N$168,$N$169,$N$170,$N$171)","v":"Hverdag"},"Sommer",4315.2,1800.6,null,null,null,null,null,null,null,9]
[null,"2012-09-04",21,"Hverdag","Sommer",4115.2000000000007,1959.1000000000001,null,null,null,null,null,null,null,9]
[null,"2012-09-04",23,"Hverdag","Sommer",3546.2999999999997,1563.5,null,null,null,null,null,null,null,9]
[null,"2012-09-05",4,"Hverdag","Sommer",2759.3999999999996,919,null,null,null,null,null,null,null,9]
[null,"2012-09-05",5,"Hverdag","Sommer",2810.6,931.5,null,null,null,null,null,null,null,9]
[null,"2012-09-05",8,"Hverdag","Sommer",4263,1547.6,null,null,null,null,null,null,null,9]
[null,"2012-09-05",11,"Hverdag","Sommer",4642.7,1657.4,null,null,null,null,null,null,null,9]
[null,"2012-09-05",16,"Hverdag","Sommer",4322.5,1655.2,null,null,null,null,null,null,null,9]
[null,"2012-09-05",19,"Hverdag","Sommer",4379,2091.1999999999998,null,null,null,null,null,null,null,9]
[null,"2012-09-05",23,"Hverdag","Sommer",3621.6,1598.6,null,null,null,null,null,null,null,9]
[null,"2012-09-06",2,"Hverdag","Sommer",2876.7,996.5,null,null,null,null,null,null,null,9]
[null,"2012-09-06",5,"Hverdag","Sommer",2893.3999999999996,950.2,null,null,null,null,null,null,null,9]
[null,"2012-09-06",7,"Hverdag","Sommer",3662,1319.4,null,null,null,null,null,null,null,9]
[null,"2012-09-06",10,"Hverdag","Sommer",4514.7000000000007,1640.8,null,null,null,null,null,null,null,9]
[null,"2012-09-06",13,"Hverdag","Sommer",4503.2999999999993,1608.6,null,null,null,null,null,null,null,9]
[null,"2012-09-06",17,"Hverdag","Sommer",4273.2,1808.7,null,null,null,null,null,null,null,9]
[null,"2012-09-06",22,"Hverdag","Sommer",3991,1889.7,null,null,null,null,null,null,null,9]
[null,"2012-09-07",1,"Hverdag","Sommer",3024,1108.9000000000001,null,null,null,null,null,null,null,9]
[null,"2012-09-07",4,"Hverdag","Sommer",2799.9,948.1,null,null,null,null,null,null,null,9]
[null,"2012-09-07",7,"Hverdag","Sommer",3713.4,1342,null,null,null,null,null,null,null,9]
[null,"2012-09-07",11,"Hverdag","Sommer",4640,1746.1000000000001,null,null,null,null,null,null,null,9]
[null,"2012-09-07",12,"Hverdag","Sommer",4558.2000000000007,1722.6,null,null,null,null,null,null,null,9]
[null,"2012-09-07",16,"Hverdag","Sommer",3890,1616.6,null,null,null,null,null,null,null,9]
[null,"2012-09-07",19,"Hverdag","Sommer",4086.2000000000003,2049.6,null,null,null,null,null,null,null,9]
[null,"2012-09-07",22,"Hverdag","Sommer",3625.7000000000003,1800.1,null,null,null,null,null,null,null,9]
[null,"2012-09-07",24,"Hverdag","Sommer",3012.7,1343.5,null,null,null,null,null,null,null,9]
[null,"2012-09-08",6,"Weekend","Sommer",2601.8999999999996,967.4,null,null,null,null,null,null,null,9]
[null,"2012-09-08",9,"Weekend","Sommer",3340.2,1489.9,null,null,null,null,null,null,null,9]
[null,"2012-09-08",10,"Weekend","Sommer",3554.2000000000003,1654.9,null,null,null,null,null,null,null,9]
[null,"2012-09-08",13,"Weekend","Sommer",3571.6000000000004,1632.3,null,null,null,null,null,null,null,9]
[null,"2012-09-08",18,"Weekend","Sommer",3715.7,1920.1,null,null,null,null,null,null,null,9]
[null,"2012-09-08",21,"Weekend","Sommer",3508.2,1845.6,null,null,null,null,null,null,null,9]
[null,"2012-09-08",24,"Weekend","Sommer",2890,1346.9,null,null,null,null,null,null,null,9]
[null,"2012-09-09",4,"Weekend","Sommer",2436.6999999999998,945,null,null,null,null,null,null,null,9]
[null,"2012-09-09",6,"Weekend","Sommer",2482.3000000000002,948.5,null,null,null,null,null,null,null,9]
[null,"2012-09-09",11,"Weekend","Sommer",3408.9,1634.7,null,null,null,null,null,null,null,9]
[null,"2012-09-09",12,"Weekend","Sommer",3436,1647.2,null,null,null,null,null,null,null,9]
[null,"2012-09-09",15,"Weekend","Sommer",3281.3,1551.1,null,null,null,null,null,null,null,9]
[null,"2012-09-09",19,"Weekend","Sommer",3749.1000000000004,2045.5,null,null,null,null,null,null,null,9]
[null,"2012-09-09",23,"Weekend","Sommer",3227.6000000000004,1526.8000000000002,null,null,null,null,null,null,null,9]
[null,"2012-09-10",2,"Hverdag","Sommer",2627.9,962.1,null,null,null,null,null,null,null,9]
[null,"2012-09-10",6,"Hverdag","Sommer",2916.7,1036.0999999999999,null,null,null,null,null,null,null,9]
[null,"2012-09-10",8,"Hverdag","Sommer",4134.5,1542.1,null,null,null,null,null,null,null,9]
[null,"2012-09-10",11,"Hverdag","Sommer",4548.2,1640.6,null,null,null,null,null,null,null,9]
[null,"2012-09-10",14,"Hverdag","Sommer",4514,1601.5,null,null,null,null,null,null,null,9]
[null,"2012-09-10",17,"Hverdag","Sommer",4214.5,1747.8,null,null,null,null,null,null,null,9]
[null,"2012-09-10",21,"Hverdag","Sommer",4166.6000000000004,2027.4,null,null,null,null,null,null,null,9]
[null,"2012-09-11",1,"Hverdag","Sommer",2890,1049.7,null,null,null,null,null,null,null,9]
[null,"2012-09-11",4,"Hverdag","Sommer",2707,914.8,null,null,null,null,null,null,null,9]
[null,"2012-09-11",8,"Hverdag","Sommer",4260.7999999999993,1555,null,null,null,null,null,null,null,9]
[null,"2012-09-11",11,"Hverdag","Sommer",4709.7,1696.7,null,null,null,null,null,null,null,9]
[null,"2012-09-11",14,"Hverdag","Sommer",4645.6000000000004,1707.4,null,null,null,null,null,null,null,9]
[null,"2012-09-11",16,"Hverdag","Sommer",4373.3,1731,null,null,null,null,null,null,null,9]
[null,"2012-09-11",19,"Hverdag","Sommer",4375.8999999999996,2149.8000000000002,null,null,null,null,null,null,null,9]
[null,"2012-09-11",23,"Hverdag","Sommer",3503.9,1561.4,null,null,null,null,null,null,null,9]
[null,"2012-09-12",2,"Hverdag","Sommer",2727.9,960.6,null,null,null,null,null,null,null,9]
[null,"2012-09-12",7,"Hverdag","Sommer",3619.7999999999997,1347.7,null,null,null,null,null,null,null,9]
[null,"2012-09-12",10,"Hverdag","Sommer",4455.5,1637.4,null,null,null,null,null,null,null,9]
[null,"2012-09-12",13,"Hverdag","Sommer",4422.3999999999996,1597.8,null,null,null,null,null,null,null,9]
[null,"2012-09-12",14,"Hverdag","Sommer",4438.6000000000004,1597.2,null,null,null,null,null,null,null,9]
[null,"2012-09-12",20,"Hverdag","Sommer",4083.3,1973.5,null,null,null,null,null,null,null,9]
[null,"2012-09-12",21,"Hverdag","Sommer",4109.3,2039.4,null,null,null,null,null,null,null,9]
[null,"2012-09-13",1,"Hverdag",{"$f":"IF(AND(O6309>=4,O6309<=9),\"Sommer\",\"Vinter\")","v":"Sommer"},2835.3,1061,null,null,null,null,null,null,null,{"$f":"MONTH(B6309)","v":9}]
[null,"2012-09-13",4,"Hverdag","Sommer",2652.2,921,null,null,null,null,null,null,null,9]
[null,"2012-09-13",8,"Hverdag","Sommer",4178.3999999999996,1579.1,null,null,null,null,null,null,null,9]
[null,"2012-09-13",9,"Hverdag","Sommer",4409.6000000000004,1645.1,null,null,null,null,null,null,null,9]
[null,"2012-09-13",15,"Hverdag","Sommer",4320.7999999999993,1612.4,null,null,null,null,null,null,null,9]
[null,"2012-09-13",16,"Hverdag","Sommer",4158.5,1629.6,null,null,null,null,null,null,null,9]
[null,"2012-09-13",19,"Hverdag","Sommer",4260.8999999999996,2086,null,null,null,null,null,null,null,9]
[null,"2012-09-13",22,"Hverdag","Sommer",3857.8999999999996,1872,null,null,null,null,null,null,null,9]
[null,"2012-09-14",3,"Hverdag","Sommer",2768.8,974,null,null,null,null,null,null,null,9]
[null,"2012-09-14",6,"Hverdag","Sommer",3116.8,1103,null,null,null,null,null,null,null,9]
[null,"2012-09-14",10,"Hverdag","Sommer",4696.6000000000004,1839.8,null,null,null,null,null,null,null,9]
[null,"2012-09-14",13,"Hverdag","Sommer",4523.1000000000004,1791.5,null,null,null,null,null,null,null,9]
[null,"2012-09-14",15,"Hverdag","Sommer",4180.5,1752.5,null,null,null,null,null,null,null,9]
[null,"2012-09-14",18,"Hverdag","Sommer",4269.3999999999996,2193.3000000000002,null,null,null,null,null,null,null,9]
[null,"2012-09-14",21,"Hverdag","Sommer",3903.2,2013.3000000000002,null,null,null,null,null,null,null,9]
[null,"2012-09-15",1,"Weekend","Sommer",2770.5,1191.8000000000002,null,null,null,null,null,null,null,9]
[null,"2012-09-15",4,"Weekend","Sommer",2527.6,979.8,null,null,null,null,null,null,null,9]
[null,"2012-09-15",8,"Weekend","Sommer",3005.1,1255.9000000000001,null,null,null,null,null,null,null,9]
[null,"2012-09-15",12,"Weekend","Sommer",3648.5,1767.6,null,null,null,null,null,null,null,9]
[null,"2012-09-15",15,"Weekend","Sommer",3489.6,1667.3000000000002,null,null,null,null,null,null,null,9]
[null,"2012-09-15",18,"Weekend","Sommer",3803.9,2069.1,null,null,null,null,null,null,null,9]
[null,"2012-09-15",21,"Weekend","Sommer",3550.6000000000004,1943.6,null,null,null,null,null,null,null,9]
[null,"2012-09-15",23,"Weekend","Sommer",3102.6,1594.9,null,null,null,null,null,null,null,9]
[null,"2012-09-16",3,"Weekend","Sommer",2431.1,993.5,null,null,null,null,null,null,null,9]
[null,"2012-09-16",6,"Weekend","Sommer",2443.5,973.5,null,null,null,null,null,null,null,9]
[null,"2012-09-16",10,"Weekend","Sommer",3271.8,1624.2,null,null,null,null,null,null,null,9]
[null,"2012-09-16",14,"Weekend","Sommer",3334.7,1622.2,null,null,null,null,null,null,null,9]
[null,"2012-09-16",17,"Weekend","Sommer",3391.1000000000004,1741.2,null,null,null,null,null,null,null,9]
[null,"2012-09-16",18,"Weekend","Sommer",3742.3,2115.8000000000002,null,null,null,null,null,null,null,9]
[null,"2012-09-16",21,"Weekend","Sommer",3712.3,2063.6,null,null,null,null,null,null,null,9]
[null,"2012-09-17",3,"Hverdag","Sommer",2550,944.8,null,null,null,null,null,null,null,9]
[null,"2012-09-17",5,"Hverdag","Sommer",2656.6,957.6,null,null,null,null,null,null,null,9]
[null,"2012-09-17",8,"Hverdag","Sommer",4193.3,1621.5,null,null,null,null,null,null,null,9]
[null,"2012-09-17",11,"Hverdag","Sommer",4533.8999999999996,1674.1,null,null,null,null,null,null,null,9]
[null,"2012-09-17",16,"Hverdag","Sommer",4135.3999999999996,1618.7,null,null,null,null,null,null,null,9]
[null,"2012-09-17",19,"Hverdag","Sommer",4214.1000000000004,2099.1,null,null,null,null,null,null,null,9]
[null,"2012-09-17",20,"Hverdag","Sommer",4142.2,2056.5,null,null,null,null,null,null,null,9]
[null,"2012-09-17",23,"Hverdag","Sommer",3441.1,1571.3,null,null,null,null,null,null,null,9]
[null,"2012-09-18",5,"Hverdag","Sommer",2723.5,947.90000000000009,null,null,null,null,null,null,null,9]
[null,"2012-09-18",7,"Hverdag","Sommer",3684.3999999999996,1406,null,null,null,null,null,null,null,9]
[null,"2012-09-18",10,"Hverdag","Sommer",4519.2999999999993,1703.6999999999998,null,null,null,null,null,null,null,9]
[null,"2012-09-18",13,"Hverdag","Sommer",4467,1673.3000000000002,null,null,null,null,null,null,null,9]
[null,"2012-09-18",17,"Hverdag","Sommer",4225.3,1882.6999999999998,null,null,null,null,null,null,null,9]
[null,"2012-09-18",18,"Hverdag","Sommer",4506.1000000000004,2248.8000000000002,null,null,null,null,null,null,null,9]
[null,"2012-09-18",22,"Hverdag","Sommer",3876.5,1902.6,null,null,null,null,null,null,null,9]
[null,"2012-09-19",1,"Hverdag","Sommer",2866,1102.0999999999999,null,null,null,null,null,null,null,9]
[null,"2012-09-19",4,"Hverdag","Sommer",2708.5,964.8,null,null,null,null,null,null,null,9]
[null,"2012-09-19",7,"Hverdag","Sommer",3723.4,1443.9,null,null,null,null,null,null,null,9]
[null,"2012-09-19",12,"Hverdag","Sommer",4588.8999999999996,1727.3,null,null,null,null,null,null,null,9]
[null,"2012-09-19",16,"Hverdag","Sommer",4262.3,1718.2,null,null,null,null,null,null,null,9]
[null,"2012-09-19",19,"Hverdag","Sommer",4343.3,2179,null,null,null,null,null,null,null,9]
[null,"2012-09-19",22,"Hverdag","Sommer",3920.7999999999997,1926.2,null,null,null,null,null,null,null,9]
[null,"2012-09-19",24,"Hverdag","Sommer",3151.2,1322.8000000000002,null,null,null,null,null,null,null,9]
[null,"2012-09-20",3,"Hverdag","Sommer",2710.9,980.7,null,null,null,null,null,null,null,9]
[null,"2012-09-20",6,"Hverdag","Sommer",3033.1,1105.8,null,null,null,null,null,null,null,9]
[null,"2012-09-20",10,"Hverdag","Sommer",4524,1700,null,null,null,null,null,null,null,9]
[null,"2012-09-20",13,"Hverdag","Sommer",4456.3,1667.3,null,null,null,null,null,null,null,9]
[null,"2012-09-20",18,"Hverdag","Sommer",4457.1000000000004,2192.8000000000002,null,null,null,null,null,null,null,9]
[null,"2012-09-20",21,"Hverdag","Sommer",4224.5,2154.6,null,null,null,null,null,null,null,9]
[null,"2012-09-20",24,"Hverdag","Sommer",3132,1313.4,null,null,null,null,null,null,null,9]
[null,"2012-09-21",1,"Hverdag",{"$f":"IF(AND(O6501>=4,O6501<=9),\"Sommer\",\"Vinter\")","v":"Sommer"},2884.1,1114,null,null,null,null,null,null,null,{"$f":"MONTH(B6501)","v":9}]
[null,"2012-09-21",6,"Hverdag","Sommer",3017.8999999999996,1085,null,null,null,null,null,null,null,9]
[null,"2012-09-21",8,"Hverdag","Sommer",4367.1000000000004,1724.3,null,null,null,null,null,null,null,9]
[null,"2012-09-21",12,"Hverdag","Sommer",4682.6000000000004,1876.3999999999999,null,null,null,null,null,null,null,9]
[null,"2012-09-21",15,"Hverdag","Sommer",4226.1000000000004,1827.9,null,null,null,null,null,null,null,9]
[null,"2012-09-21",19,"Hverdag","Sommer",4329,2361.5,null,null,null,null,null,null,null,9]
[null,"2012-09-21",23,"Hverdag","Sommer",3336.7,1683.4,null,null,null,null,null,null,null,9]
[null,"2012-09-22",2,"Weekend","Sommer",2618.3000000000002,1112.3,null,null,null,null,null,null,null,9]
[null,"2012-09-22",3,"Weekend","Sommer",2544.6999999999998,1046.3000000000002,null,null,null,null,null,null,null,9]
[null,"2012-09-22",6,"Weekend","Sommer",2598.5,1035.3,null,null,null,null,null,null,null,9]
[null,"2012-09-22",12,"Weekend","Sommer",3686.7000000000003,1855.9,null,null,null,null,null,null,null,9]
[null,"2012-09-22",14,"Weekend","Sommer",3577.8,1769.2,null,null,null,null,null,null,null,9]
[null,"2012-09-22",17,"Weekend","Sommer",3537.9,1854,null,null,null,null,null,null,null,9]
[null,"2012-09-22",21,"Weekend","Sommer",3662.9,2064.6,null,null,null,null,null,null,null,9]
[null,"2012-09-23",1,"Weekend","Sommer",2749.7,1298.9000000000001,null,null,null,null,null,null,null,9]
[null,"2012-09-23",4,"Weekend","Sommer",2488.1,1052.3,null,null,null,null,null,null,null,9]
[null,"2012-09-23",5,"Weekend","Sommer",2476.6,1037.5,null,null,null,null,null,null,null,9]
[null,"2012-09-23",8,"Weekend","Sommer",2802.7,1250.4000000000001,null,null,null,null,null,null,null,9]
[null,"2012-09-23",12,"Weekend","Sommer",3385.5,1732.5,null,null,null,null,null,null,null,9]
[null,"2012-09-23",14,"Weekend","Sommer",3312.7,1664,null,null,null,null,null,null,null,9]
[null,"2012-09-23",19,"Weekend","Sommer",3815.6000000000004,2237.8000000000002,null,null,null,null,null,null,null,9]
[null,"2012-09-23",23,"Weekend","Sommer",3261.3999999999996,1603.7,null,null,null,null,null,null,null,9]
[null,"2012-09-24",2,"Hverdag","Sommer",2675.3,1030.3,null,null,null,null,null,null,null,9]
[null,"2012-09-24",3,"Hverdag","Sommer",2661.7,996.6,null,null,null,null,null,null,null,9]
[null,"2012-09-24",7,"Hverdag","Sommer",3725.8,1486,null,null,null,null,null,null,null,9]
[null,"2012-09-24",10,"Hverdag","Sommer",4623.1000000000004,1791.7,null,null,null,null,null,null,null,9]
[null,"2012-09-24",14,"Hverdag","Sommer",4732,1864,null,null,null,null,null,null,null,9]
[null,"2012-09-24",17,"Hverdag","Sommer",4553.2000000000007,2115.1999999999998,null,null,null,null,null,null,null,9]
[null,"2012-09-24",20,"Hverdag","Sommer",4701.6000000000004,2488.3000000000002,null,null,null,null,null,null,null,9]
[null,"2012-09-25",1,"Hverdag","Sommer",3067.8999999999996,1214.5999999999999,null,null,null,null,null,null,null,9]
[null,"2012-09-25",4,"Hverdag","Sommer",2835.5,1033.3,null,null,null,null,null,null,null,9]
[null,"2012-09-25",5,"Hverdag","Sommer",2874.6,1041.0999999999999,null,null,null,null,null,null,null,9]
[null,"2012-09-25",9,"Hverdag","Sommer",4649.2,1778.6,null,null,null,null,null,null,null,9]
[null,"2012-09-25",12,"Hverdag","Sommer",4789.8999999999996,1835,null,null,null,null,null,null,null,9]
[null,"2012-09-25",16,"Hverdag","Sommer",4456.5,1837,null,null,null,null,null,null,null,9]
[null,"2012-09-25",19,"Hverdag","Sommer",4613,2351.8000000000002,null,null,null,null,null,null,null,9]
[null,"2012-09-25",22,"Hverdag","Sommer",4035.6000000000004,1973.7,null,null,null,null,null,null,null,9]
[null,"2012-09-26",2,"Hverdag","Sommer",2857.6,1045.9000000000001,null,null,null,null,null,null,null,9]
[null,"2012-09-26",6,"Hverdag","Sommer",3097.7,1134,null,null,null,null,null,null,null,9]
[null,"2012-09-26",7,"Hverdag","Sommer",3801.3,1505.1,null,null,null,null,null,null,null,9]
[null,"2012-09-26",10,"Hverdag","Sommer",4725.3,1833.8000000000002,null,null,null,null,null,null,null,9]
[null,"2012-09-26",15,"Hverdag","Sommer",4727.2,1891.3,null,null,null,null,null,null,null,9]
[null,"2012-09-26",18,"Hverdag","Sommer",4827.5,2466.6,null,null,null,null,null,null,null,9]
[null,"2012-09-26",21,"Hverdag","Sommer",4356.5,2214.4,null,null,null,null,null,null,null,9]
[null,"2012-09-27",1,"Hverdag","Sommer",2988,1157.8,null,null,null,null,null,null,null,9]
[null,"2012-09-27",4,"Hverdag","Sommer",2810.1000000000004,1003.3,null,null,null,null,null,null,null,9]
[null,"2012-09-27",8,"Hverdag","Sommer",4527.2000000000007,1769.9,null,null,null,null,null,null,null,9]
[null,"2012-09-27",9,"Hverdag","Sommer",4723.3999999999996,1812.2,null,null,null,null,null,null,null,9]
[null,"2012-09-27",12,"Hverdag","Sommer",4769,1818.7,null,null,null,null,null,null,null,9]
[null,"2012-09-27",15,"Hverdag","Sommer",4579.8,1794.3000000000002,null,null,null,null,null,null,null,9]
[null,"2012-09-27",21,"Hverdag","Sommer",4364.8,2229.6999999999998,null,null,null,null,null,null,null,9]
[null,"2012-09-27",23,"Hverdag","Sommer",3666.1,1693.9,null,null,null,null,null,null,null,9]
[null,"2012-09-28",3,"Hverdag","Sommer",2811.1,1028.9000000000001,null,null,null,null,null,null,null,9]
[null,"2012-09-28",6,"Hverdag","Sommer",3110,1149.5,null,null,null,null,null,null,null,9]
[null,"2012-09-28",10,"Hverdag","Sommer",4623.6000000000004,1787.8,null,null,null,null,null,null,null,9]
[null,"2012-09-28",11,"Hverdag","Sommer",4602.3999999999996,1772.3,null,null,null,null,null,null,null,9]
[null,"2012-09-28",14,"Hverdag","Sommer",4246.3999999999996,1696.6,null,null,null,null,null,null,null,9]
[null,"2012-09-28",17,{"$f":"CHOOSE(WEEKDAY(B6685,2),$N$165,$N$166,$N$167,$N$168,$N$169,$N$170,$N$171)","v":"Hverdag"},"Sommer",4065.1000000000004,1866.6,null,null,null,null,null,null,null,9]
[null,"2012-09-28",21,"Hverdag","Sommer",4049,2108.1,null,null,null,null,null,null,null,9]
[null,"2012-09-28",23,"Hverdag","Sommer",3425.7,1716.4,null,null,null,null,null,null,null,9]
[null,"2012-09-29",5,"Weekend","Sommer",2547,1036.9000000000001,null,null,null,null,null,null,null,9]
[null,"2012-09-29",8,"Weekend","Sommer",3137.9,1357.1,null,null,null,null,null,null,null,9]
[null,"2012-09-29",11,"Weekend","Sommer",3788.1000000000004,1897,null,null,null,null,null,null,null,9]
[null,"2012-09-29",12,"Weekend","Sommer",3782.7000000000003,1885.4,null,null,null,null,null,null,null,9]
[null,"2012-09-29",16,"Weekend","Sommer",3524.6,1745.8,null,null,null,null,null,null,null,9]
[null,"2012-09-29",20,"Weekend","Sommer",3927.4,2262.9,null,null,null,null,null,null,null,9]
[null,"2012-09-29",23,"Weekend","Sommer",3274.6,1742.9,null,null,null,null,null,null,null,9]
[null,"2012-09-30",2,"Weekend","Sommer",2729.4,1200.5,null,null,null,null,null,null,null,9]
[null,"2012-09-30",5,"Weekend","Sommer",2641.3999999999996,1075.4000000000001,null,null,null,null,null,null,null,9]
[null,"2012-09-30",10,"Weekend","Sommer",3370.8999999999996,1737.8,null,null,null,null,null,null,null,9]
[null,"2012-09-30",13,"Weekend","Sommer",3482.1000000000004,1748.5,null,null,null,null,null,null,null,9]
[null,"2012-09-30",14,"Weekend","Sommer",3467.5,1719.9,null,null,null,null,null,null,null,9]
[null,"2012-09-30",18,"Weekend","Sommer",3972.1000000000004,2305.3000000000002,null,null,null,null,null,null,null,9]
[null,"2012-09-30",22,"Weekend","Sommer",3655.1000000000004,1947.9,null,null,null,null,null,null,null,9]
[null,"2012-10-01",1,"Hverdag","Vinter",2806.8,1158.4000000000001,null,null,null,null,null,null,null,10]
[null,"2012-10-01",4,"Hverdag","Vinter",2625.7,997.8,null,null,null,null,null,null,null,10]
[null,"2012-10-01",8,"Hverdag","Vinter",4437.6000000000004,1798.1,null,null,null,null,null,null,null,10]
[null,"2012-10-01",11,"Hverdag","Vinter",4743.1000000000004,1853,null,null,null,null,null,null,null,10]
[null,"2012-10-01",13,"Hverdag","Vinter",4631.1000000000004,1800.1999999999998,null,null,null,null,null,null,null,10]
[null,"2012-10-01",16,"Hverdag","Vinter",4386.5,1827.3,null,null,null,null,null,null,null,10]
[null,"2012-10-01",19,"Hverdag","Vinter",4637.1000000000004,2422.3000000000002,null,null,null,null,null,null,null,10]
[null,"2012-10-01",24,"Hverdag","Vinter",3200.9,1343.4,null,null,null,null,null,null,null,10]
[null,"2012-10-02",3,"Hverdag","Vinter",2760.2,1003.9,null,null,null,null,null,null,null,10]
[null,"2012-10-02",6,"Hverdag","Vinter",3068.5,1127,null,null,null,null,null,null,null,10]
[null,"2012-10-02",10,"Hverdag","Vinter",4707.7,1812.1999999999998,null,null,null,null,null,null,null,10]
[null,"2012-10-02",13,"Hverdag","Vinter",4616,1742.5,null,null,null,null,null,null,null,10]
[null,"2012-10-02",17,"Hverdag","Vinter",4245.3,1847.7,null,null,null,null,null,null,null,10]
[null,"2012-10-02",18,"Hverdag","Vinter",4521.1000000000004,2230,null,null,null,null,null,null,null,10]
[null,"2012-10-02",21,"Hverdag","Vinter",4294.2999999999993,2195,null,null,null,null,null,null,null,10]
[null,"2012-10-03",1,"Hverdag","Vinter",2960,1150.9000000000001,null,null,null,null,null,null,null,10]
[null,"2012-10-03",6,"Hverdag","Vinter",3131.5,1140,null,null,null,null,null,null,null,10]
[null,"2012-10-03",8,"Hverdag","Vinter",4571.8999999999996,1815.8000000000002,null,null,null,null,null,null,null,10]
[null,"2012-10-03",12,"Hverdag","Vinter",4788.3999999999996,1868.6999999999998,null,null,null,null,null,null,null,10]
[null,"2012-10-03",15,"Hverdag","Vinter",4655,1850,null,null,null,null,null,null,null,10]
[null,"2012-10-03",16,"Hverdag","Vinter",4499.7999999999993,1877,null,null,null,null,null,null,null,10]
[null,"2012-10-03",19,"Hverdag","Vinter",4763.5,2493.1999999999998,null,null,null,null,null,null,null,10]
[null,"2012-10-03",23,"Hverdag","Vinter",3666.2,1722.8000000000002,null,null,null,null,null,null,null,10]
[null,"2012-10-04",3,"Hverdag","Vinter",2743.8,1025.0999999999999,null,null,null,null,null,null,null,10]
[null,"2012-10-04",6,"Hverdag","Vinter",3194.3,1154,null,null,null,null,null,null,null,10]
[null,"2012-10-04",8,"Hverdag","Vinter",4585.1000000000004,1803.6999999999998,null,null,null,null,null,null,null,10]
[null,"2012-10-04",14,"Hverdag","Vinter",4646.8999999999996,1773.4,null,null,null,null,null,null,null,10]
[null,"2012-10-04",17,"Hverdag","Vinter",4324.8999999999996,1927.3999999999999,null,null,null,null,null,null,null,10]
[null,"2012-10-04",18,"Hverdag","Vinter",4556.8999999999996,2275.3999999999996,null,null,null,null,null,null,null,10]
[null,"2012-10-04",21,"Hverdag","Vinter",4369.3999999999996,2250.1999999999998,null,null,null,null,null,null,null,10]
[null,"2012-10-05",1,"Hverdag","Vinter",2982,1188.8,null,null,null,null,null,null,null,10]
[null,"2012-10-05",5,"Hverdag","Vinter",2857,1048.7,null,null,null,null,null,null,null,10]
[null,"2012-10-05",8,"Hverdag","Vinter",4525.8999999999996,1831,null,null,null,null,null,null,null,10]
[null,"2012-10-05",12,"Hverdag","Vinter",4766.5,1936,null,null,null,null,null,null,null,10]
[null,"2012-10-05",14,"Hverdag","Vinter",4573.6000000000004,1923.8000000000002,null,null,null,null,null,null,null,10]
[null,"2012-10-05",19,"Hverdag","Vinter",4607.8,2536.6,null,null,null,null,null,null,null,10]
[null,"2012-10-05",20,"Hverdag","Vinter",4462.8999999999996,2446.8000000000002,null,null,null,null,null,null,null,10]
[null,"2012-10-05",23,"Hverdag","Vinter",3512.3,1789.6,null,null,null,null,null,null,null,10]
[null,"2012-10-06",3,"Weekend","Vinter",2683.8,1123,null,null,null,null,null,null,null,10]
[null,"2012-10-06",7,"Weekend","Vinter",2930.7,1219.4000000000001,null,null,null,null,null,null,null,10]
[null,"2012-10-06",10,"Weekend","Vinter",3761.3999999999996,1896.6,null,null,null,null,null,null,null,10]
[null,"2012-10-06",14,"Weekend","Vinter",3689.8999999999996,1856.2,null,null,null,null,null,null,null,10]
[null,"2012-10-06",17,{"$f":"CHOOSE(WEEKDAY(B6877,2),$N$165,$N$166,$N$167,$N$168,$N$169,$N$170,$N$171)","v":"Weekend"},"Vinter",3626,1869,null,null,null,null,null,null,null,10]
[null,"2012-10-06",20,"Weekend","Vinter",4119,2377.6999999999998,null,null,null,null,null,null,null,10]
[null,"2012-10-06",22,"Weekend","Vinter",3602.5,1956.8,null,null,null,null,null,null,null,10]
[null,"2012-10-07",1,"Weekend",{"$f":"IF(AND(O6885>=4,O6885<=9),\"Sommer\",\"Vinter\")","v":"Vinter"},2920.2,1369.9,null,null,null,null,null,null,null,{"$f":"MONTH(B6885)","v":10}]
[null,"2012-10-07",5,"Weekend","Vinter",2572.5,1101.3,null,null,null,null,null,null,null,10]
[null,"2012-10-07",9,"Weekend","Vinter",3289.6000000000004,1625.5,null,null,null,null,null,null,null,10]
[null,"2012-10-07",12,"Weekend","Vinter",3674.7,1899,null,null,null,null,null,null,null,10]
[null,"2012-10-07",16,"Weekend","Vinter",3640.1,1819.8999999999999,null,null,null,null,null,null,null,10]
[null,"2012-10-07",19,"Weekend","Vinter",4217.2,2520.1,null,null,null,null,null,null,null,10]
[null,"2012-10-07",22,"Weekend","Vinter",3716.3,2022.8,null,null,null,null,null,null,null,10]
[null,"2012-10-08",2,"Hverdag","Vinter",2776.3999999999996,1102.8,null,null,null,null,null,null,null,10]
[null,"2012-10-08",3,"Hverdag","Vinter",2721.7,1063.5,null,null,null,null,null,null,null,10]
[null,"2012-10-08",7,"Hverdag","Vinter",3854.3999999999996,1574.6,null,null,null,null,null,null,null,10]
[null,"2012-10-08",10,"Hverdag","Vinter",4718.1000000000004,1853,null,null,null,null,null,null,null,10]
[null,"2012-10-08",15,"Hverdag","Vinter",4553.2000000000007,1773.6,null,null,null,null,null,null,null,10]
[null,"2012-10-08",18,"Hverdag","Vinter",4675.7,2382.3000000000002,null,null,null,null,null,null,null,10]
[null,"2012-10-08",21,"Hverdag","Vinter",4427.7,2287.4,null,null,null,null,null,null,null,10]
[null,"2012-10-08",22,"Hverdag","Vinter",4091.7,2038.6,null,null,null,null,null,null,null,10]
[null,"2012-10-09",1,"Hverdag","Vinter",3056.5,1220.4000000000001,null,null,null,null,null,null,null,10]
[null,"2012-10-09",4,"Hverdag","Vinter",2886,1087.5,null,null,null,null,null,null,null,10]
[null,"2012-10-09",9,{"$f":"CHOOSE(WEEKDAY(B6941,2),$N$165,$N$166,$N$167,$N$168,$N$169,$N$170,$N$171)","v":"Hverdag"},"Vinter",4851.5,1910.7,null,null,null,null,null,null,null,10]
[null,"2012-10-09",12,"Hverdag","Vinter",4810.3,1874.3999999999999,null,null,null,null,null,null,null,10]
[null,"2012-10-09",15,"Hverdag","Vinter",4632.7999999999993,1834,null,null,null,null,null,null,null,10]
[null,"2012-10-09",17,"Hverdag",{"$f":"IF(AND(O6949>=4,O6949<=9),\"Sommer\",\"Vinter\")","v":"Vinter"},4390,1968.5,null,null,null,null,null,null,null,{"$f":"MONTH(B6949)","v":10}]
[null,"2012-10-09",23,"Hverdag","Vinter",3705.8999999999996,1739.5,null,null,null,null,null,null,null,10]
[null,"2012-10-09",24,"Hverdag","Vinter",3309.1000000000004,1423.6999999999998,null,null,null,null,null,null,null,10]
[null,"2012-10-10",3,"Hverdag","Vinter",2820.2,1079.9000000000001,null,null,null,null,null,null,null,10]
[null,"2012-10-10",6,"Hverdag","Vinter",3198.7,1213.5999999999999,null,null,null,null,null,null,null,10]
[null,"2012-10-10",10,"Hverdag","Vinter",4847.6000000000004,1920.4,null,null,null,null,null,null,null,10]
[null,"2012-10-10",14,"Hverdag","Vinter",4644.6000000000004,1755.9,null,null,null,null,null,null,null,10]
[null,"2012-10-10",17,"Hverdag","Vinter",4345,1917.3999999999999,null,null,null,null,null,null,null,10]
[null,"2012-10-10",21,"Hverdag","Vinter",4377.2999999999993,2255.6999999999998,null,null,null,null,null,null,null,10]
[null,"2012-10-10",23,"Hverdag","Vinter",3703.1,1753.8,null,null,null,null,null,null,null,10]
[null,"2012-10-11",2,"Hverdag","Vinter",2895.6000000000004,1112.4000000000001,null,null,null,null,null,null,null,10]
[null,"2012-10-11",5,"Hverdag","Vinter",2880.7,1088.7,null,null,null,null,null,null,null,10]
[null,"2012-10-11",8,"Hverdag","Vinter",4658.1000000000004,1909.4,null,null,null,null,null,null,null,10]
[null,"2012-10-11",12,"Hverdag","Vinter",4733.2000000000007,1810.8,null,null,null,null,null,null,null,10]
[null,"2012-10-11",16,"Hverdag","Vinter",4325.3,1766.9,null,null,null,null,null,null,null,10]
[null,"2012-10-11",20,"Hverdag","Vinter",4712.3999999999996,2471.6999999999998,null,null,null,null,null,null,null,10]
[null,"2012-10-11",23,"Hverdag","Vinter",3684.5,1752.4,null,null,null,null,null,null,null,10]
[null,"2012-10-12",2,"Hverdag","Vinter",2869,1140.1999999999998,null,null,null,null,null,null,null,10]
[null,"2012-10-12",5,"Hverdag","Vinter",2929.8,1112.2,null,null,null,null,null,null,null,10]
[null,"2012-10-12",7,"Hverdag","Vinter",3919.2,1612.6,null,null,null,null,null,null,null,10]
[null,"2012-10-12",10,"Hverdag","Vinter",4728.8,1929.1,null,null,null,null,null,null,null,10]
[null,"2012-10-12",14,"Hverdag","Vinter",4387.7,1805.2,null,null,null,null,null,null,null,10]
[null,"2012-10-12",17,"Hverdag","Vinter",4143.3999999999996,1978.4,null,null,null,null,null,null,null,10]
[null,"2012-10-12",22,"Hverdag","Vinter",3869.8,2030.9,null,null,null,null,null,null,null,10]
[null,"2012-10-13",1,"Weekend","Vinter",2984.9,1364.1,null,null,null,null,null,null,null,10]
[null,"2012-10-13",4,"Weekend","Vinter",2816.3,1150.2,null,null,null,null,null,null,null,10]
[null,"2012-10-13",5,"Weekend","Vinter",2771,1142.5,null,null,null,null,null,null,null,10]
[null,"2012-10-13",11,"Weekend","Vinter",3973.4,2068.3999999999996,null,null,null,null,null,null,null,10]
[null,"2012-10-13",13,"Weekend","Vinter",3816.5,1964.9,null,null,null,null,null,null,null,10]
[null,"2012-10-13",16,"Weekend","Vinter",3643.9,1845.6,null,null,null,null,null,null,null,10]
[null,"2012-10-13",19,"Weekend","Vinter",4239.3,2509.3000000000002,null,null,null,null,null,null,null,10]
[null,"2012-10-13",24,"Weekend","Vinter",3077,1572.7,null,null,null,null,null,null,null,10]
[null,"2012-10-14",3,"Weekend","Vinter",2662.6,1153.7,null,null,null,null,null,null,null,10]
[null,"2012-10-14",6,"Weekend","Vinter",2689.2,1135.5999999999999,null,null,null,null,null,null,null,10]
[null,"2012-10-14",7,"Weekend","Vinter",2842,1217.5,null,null,null,null,null,null,null,10]
[null,"2012-10-14",10,"Weekend","Vinter",3555.8999999999996,1859.8,null,null,null,null,null,null,null,10]
[null,"2012-10-14",13,"Weekend","Vinter",3661.1000000000004,1960.9,null,null,null,null,null,null,null,10]
[null,"2012-10-14",18,"Weekend","Vinter",4109.1000000000004,2402.6,null,null,null,null,null,null,null,10]
[null,"2012-10-14",21,"Weekend","Vinter",3880,2183.1999999999998,null,null,null,null,null,null,null,10]
[null,"2012-10-15",1,"Hverdag",{"$f":"IF(AND(O7077>=4,O7077<=9),\"Sommer\",\"Vinter\")","v":"Vinter"},2820.5,1242.3000000000002,null,null,null,null,null,null,null,{"$f":"MONTH(B7077)","v":10}]
[null,"2012-10-15",2,"Hverdag","Vinter",2706.4,1137,null,null,null,null,null,null,null,10]
[null,"2012-10-15",8,"Hverdag","Vinter",4398.3999999999996,1762,null,null,null,null,null,null,null,10]
[null,"2012-10-15",9,"Hverdag","Vinter",4696.6000000000004,1925.5,null,null,null,null,null,null,null,10]
[null,"2012-10-15",12,"Hverdag","Vinter",4823.6000000000004,1989.3,null,null,null,null,null,null,null,10]
[null,"2012-10-15",16,"Hverdag","Vinter",4454.5,1937,null,null,null,null,null,null,null,10]
[null,"2012-10-15",19,"Hverdag","Vinter",4821.3,2617.4,null,null,null,null,null,null,null,10]
[null,"2012-10-15",23,"Hverdag","Vinter",3651.5,1785.3,null,null,null,null,null,null,null,10]
[null,"2012-10-16",3,"Hverdag","Vinter",2777.3,1136.6999999999998,null,null,null,null,null,null,null,10]
[null,"2012-10-16",6,"Hverdag","Vinter",3087.1000000000004,1225.8000000000002,null,null,null,null,null,null,null,10]
[null,"2012-10-16",8,"Hverdag","Vinter",4427.6000000000004,1782.9,null,null,null,null,null,null,null,10]
[null,"2012-10-16",11,"Hverdag","Vinter",4909.5,2079.4,null,null,null,null,null,null,null,10]
[null,"2012-10-16",14,"Hverdag","Vinter",4677,1955.1999999999998,null,null,null,null,null,null,null,10]
[null,"2012-10-16",18,"Hverdag","Vinter",4837,2563.1999999999998,null,null,null,null,null,null,null,10]
[null,"2012-10-16",21,"Hverdag","Vinter",4403.6000000000004,2315.5,null,null,null,null,null,null,null,10]
[null,"2012-10-17",1,"Hverdag","Vinter",3107.2,1325.9,null,null,null,null,null,null,null,10]
[null,"2012-10-17",5,"Hverdag","Vinter",2995.7,1155.8000000000002,null,null,null,null,null,null,null,10]
[null,"2012-10-17",8,"Hverdag","Vinter",4455.3,1793.8000000000002,null,null,null,null,null,null,null,10]
[null,"2012-10-17",9,{"$f":"CHOOSE(WEEKDAY(B7133,2),$N$165,$N$166,$N$167,$N$168,$N$169,$N$170,$N$171)","v":"Hverdag"},"Vinter",4702.6000000000004,1940.9,null,null,null,null,null,null,null,10]
[null,"2012-10-17",14,"Hverdag","Vinter",4567.8999999999996,1838.6,null,null,null,null,null,null,null,10]
[null,"2012-10-17",16,"Hverdag","Vinter",4365.8999999999996,1886.6999999999998,null,null,null,null,null,null,null,10]
[null,"2012-10-17",20,"Hverdag","Vinter",4615.6000000000004,2477.1999999999998,null,null,null,null,null,null,null,10]
[null,"2012-10-17",23,"Hverdag","Vinter",3667.6,1752.5,null,null,null,null,null,null,null,10]
[null,"2012-10-18",2,"Hverdag","Vinter",2833.3999999999996,1124.1999999999998,null,null,null,null,null,null,null,10]
[null,"2012-10-18",7,"Hverdag","Vinter",3653.3,1405.4,null,null,null,null,null,null,null,10]
[null,"2012-10-18",10,"Hverdag","Vinter",4737,1984,null,null,null,null,null,null,null,10]
[null,"2012-10-18",11,"Hverdag","Vinter",4804.3999999999996,2014.8,null,null,null,null,null,null,null,10]
[null,"2012-10-18",14,"Hverdag","Vinter",4621,1931,null,null,null,null,null,null,null,10]
[null,"2012-10-18",20,"Hverdag","Vinter",4614.1000000000004,2461.1999999999998,null,null,null,null,null,null,null,10]
[null,"2012-10-18",22,"Hverdag","Vinter",3955.9,1978.9,null,null,null,null,null,null,null,10]
[null,"2012-10-19",1,"Hverdag","Vinter",2976.4,1226.7,null,null,null,null,null,null,null,10]
[null,"2012-10-19",5,"Hverdag","Vinter",2794.9,1051.0999999999999,null,null,null,null,null,null,null,10]
[null,"2012-10-19",8,"Hverdag","Vinter",4293.3,1682.4,null,null,null,null,null,null,null,10]
[null,"2012-10-19",9,"Hverdag","Vinter",4600.3,1883.3,null,null,null,null,null,null,null,10]
[null,"2012-10-19",13,"Hverdag","Vinter",4593.8,1955,null,null,null,null,null,null,null,10]
[null,"2012-10-19",16,"Hverdag","Vinter",4097.2999999999993,1853,null,null,null,null,null,null,null,10]
[null,"2012-10-19",19,"Hverdag","Vinter",4617.3999999999996,2557.1,null,null,null,null,null,null,null,10]
[null,"2012-10-19",22,"Hverdag","Vinter",3729.7999999999997,1944.4,null,null,null,null,null,null,null,10]
[null,"2012-10-20",3,"Weekend","Vinter",2617.6999999999998,1084.9000000000001,null,null,null,null,null,null,null,10]
[null,"2012-10-20",7,"Weekend","Vinter",2830.3,1169.7,null,null,null,null,null,null,null,10]
[null,"2012-10-20",10,"Weekend","Vinter",3696.2999999999997,1827.1000000000001,null,null,null,null,null,null,null,10]
[null,"2012-10-20",13,"Weekend","Vinter",3653.7,1830,null,null,null,null,null,null,null,10]
[null,"2012-10-20",15,"Weekend","Vinter",3500.8,1732.3000000000002,null,null,null,null,null,null,null,10]
[null,"2012-10-20",18,"Weekend","Vinter",4016.6000000000004,2279.8000000000002,null,null,null,null,null,null,null,10]
[null,"2012-10-20",22,"Weekend","Vinter",3493.3999999999996,1885,null,null,null,null,null,null,null,10]
[null,"2012-10-21",1,"Weekend","Vinter",2787.4,1307.5,null,null,null,null,null,null,null,10]
[null,"2012-10-21",4,"Weekend","Vinter",2433.9,1040.8,null,null,null,null,null,null,null,10]
[null,"2012-10-21",9,"Weekend","Vinter",3234,1541.6999999999998,null,null,null,null,null,null,null,10]
[null,"2012-10-21",12,"Weekend","Vinter",3688.9,1917.8,null,null,null,null,null,null,null,10]
[null,"2012-10-21",15,"Weekend","Vinter",3534.8999999999996,1829.3,null,null,null,null,null,null,null,10]
[null,"2012-10-21",17,"Weekend","Vinter",3660.5,1964.1,null,null,null,null,null,null,null,10]
[null,"2012-10-21",20,"Weekend","Vinter",4222.2,2495.1,null,null,null,null,null,null,null,10]
[null,"2012-10-21",24,"Weekend","Vinter",3027,1368.9,null,null,null,null,null,null,null,10]
[null,"2012-10-22",3,"Hverdag","Vinter",2583.3000000000002,1015.5,null,null,null,null,null,null,null,10]
[null,"2012-10-22",6,"Hverdag","Vinter",2969.3999999999996,1144.5999999999999,null,null,null,null,null,null,null,10]
[null,"2012-10-22",10,"Hverdag","Vinter",4869.3999999999996,1936.7,null,null,null,null,null,null,null,10]
[null,"2012-10-22",14,"Hverdag","Vinter",4844.3,1902.3,null,null,null,null,null,null,null,10]
[null,"2012-10-22",17,{"$f":"CHOOSE(WEEKDAY(B7261,2),$N$165,$N$166,$N$167,$N$168,$N$169,$N$170,$N$171)","v":"Hverdag"},"Vinter",4587.3,2115.1,null,null,null,null,null,null,null,10]
[null,"2012-10-22",18,"Hverdag","Vinter",4967.3999999999996,2608.6999999999998,null,null,null,null,null,null,null,10]
[null,"2012-10-22",23,"Hverdag","Vinter",3727.7,1737.6,null,null,null,null,null,null,null,10]
[null,"2012-10-23",2,"Hverdag","Vinter",2864.3,1080.2,null,null,null,null,null,null,null,10]
[null,"2012-10-23",5,"Hverdag","Vinter",2850.3,1043.2,null,null,null,null,null,null,null,10]
[null,"2012-10-23",8,"Hverdag","Vinter",4700.2,1918.4,null,null,null,null,null,null,null,10]
[null,"2012-10-23",12,"Hverdag","Vinter",4898.6000000000004,1922.7,null,null,null,null,null,null,null,10]
[null,"2012-10-23",16,"Hverdag","Vinter",4584.8999999999996,1931.6999999999998,null,null,null,null,null,null,null,10]
[null,"2012-10-23",17,"Hverdag","Vinter",4579.3999999999996,2107,null,null,null,null,null,null,null,10]
[null,"2012-10-23",20,"Hverdag","Vinter",4748.7999999999993,2530.4,null,null,null,null,null,null,null,10]
[null,"2012-10-23",23,"Hverdag","Vinter",3745.6000000000004,1768.3000000000002,null,null,null,null,null,null,null,10]
[null,"2012-10-24",5,"Hverdag","Vinter",2946.8999999999996,1065.7,null,null,null,null,null,null,null,10]
[null,"2012-10-24",7,"Hverdag","Vinter",3942.7999999999997,1562.9,null,null,null,null,null,null,null,10]
[null,"2012-10-24",10,"Hverdag","Vinter",4906.3999999999996,1944.7,null,null,null,null,null,null,null,10]
[null,"2012-10-24",14,"Hverdag","Vinter",4796.8,1872.1999999999998,null,null,null,null,null,null,null,10]
[null,"2012-10-24",17,"Hverdag","Vinter",4524.3999999999996,2076.6999999999998,null,null,null,null,null,null,null,10]
[null,"2012-10-24",18,"Hverdag","Vinter",4902.3999999999996,2560.1000000000004,null,null,null,null,null,null,null,10]
[null,"2012-10-24",22,"Hverdag","Vinter",4143.8,2069.5,null,null,null,null,null,null,null,10]
[null,"2012-10-25",1,"Hverdag","Vinter",3076.3,1234.3,null,null,null,null,null,null,null,10]
[null,"2012-10-25",5,"Hverdag","Vinter",2906.3999999999996,1092.5999999999999,null,null,null,null,null,null,null,10]
[null,"2012-10-25",7,"Hverdag","Vinter",3964.9,1601.8000000000002,null,null,null,null,null,null,null,10]
[null,"2012-10-25",13,"Hverdag","Vinter",4825.6000000000004,1920.6,null,null,null,null,null,null,null,10]
[null,"2012-10-25",16,"Hverdag","Vinter",4527.8999999999996,1935.6,null,null,null,null,null,null,null,10]
[null,"2012-10-25",19,"Hverdag","Vinter",5115.2999999999993,2777.5,null,null,null,null,null,null,null,10]
[null,"2012-10-25",20,"Hverdag","Vinter",4912.6000000000004,2651.1,null,null,null,null,null,null,null,10]
[null,"2012-10-25",24,"Hverdag","Vinter",3428.3999999999996,1582.6,null,null,null,null,null,null,null,10]
[null,"2012-10-26",3,"Hverdag","Vinter",2911.4,1201.7,null,null,null,null,null,null,null,10]
[null,"2012-10-26",7,"Hverdag","Vinter",4065.1000000000004,1710.2,null,null,null,null,null,null,null,10]
[null,"2012-10-26",10,"Hverdag","Vinter",5003.2,2086.8000000000002,null,null,null,null,null,null,null,10]
[null,"2012-10-26",13,"Hverdag","Vinter",4678.5,1958.3000000000002,null,null,null,null,null,null,null,10]
[null,"2012-10-26",18,"Hverdag","Vinter",4720.1000000000004,2575.5,null,null,null,null,null,null,null,10]
[null,"2012-10-26",21,"Hverdag","Vinter",4272.6000000000004,2333.8999999999996,null,null,null,null,null,null,null,10]
[null,"2012-10-26",22,"Hverdag","Vinter",3991.2,2138.1999999999998,null,null,null,null,null,null,null,10]
[null,"2012-10-27",1,"Weekend","Vinter",3163.7,1494.6999999999998,null,null,null,null,null,null,null,10]
[null,"2012-10-27",6,"Weekend","Vinter",2898.1,1284.4000000000001,null,null,null,null,null,null,null,10]
[null,"2012-10-27",9,"Weekend","Vinter",3844.4,1915.8,null,null,null,null,null,null,null,10]
[null,"2012-10-27",12,"Weekend","Vinter",4014.2,2078.6,null,null,null,null,null,null,null,10]
[null,"2012-10-27",16,"Weekend","Vinter",3749.8,1944.9,null,null,null,null,null,null,null,10]
[null,"2012-10-27",19,"Weekend","Vinter",4612.1000000000004,2800,null,null,null,null,null,null,null,10]
[null,"2012-10-27",23,"Weekend","Vinter",3481.3,1946,null,null,null,null,null,null,null,10]
[null,"2012-10-27",24,"Weekend","Vinter",3273.7,1757.9,null,null,null,null,null,null,null,10]
[null,"2012-10-28",3,"Weekend","Vinter",5630.9,2607.1,null,null,null,null,null,null,null,10]
[null,"2012-10-28",7,"Weekend","Vinter",3137.4,1495.8,null,null,null,null,null,null,null,10]
[null,"2012-10-28",12,"Weekend","Vinter",3702.8999999999996,1967.4,null,null,null,null,null,null,null,10]
[null,"2012-10-28",14,"Weekend","Vinter",3593.6000000000004,1853.1,null,null,null,null,null,null,null,10]
[null,"2012-10-28",18,"Weekend","Vinter",4777.3,2954.5,null,null,null,null,null,null,null,10]
[null,"2012-10-28",21,"Weekend","Vinter",3979.4,2286.4,null,null,null,null,null,null,null,10]
[null,"2012-10-29",1,"Hverdag","Vinter",2976.3,1299.5999999999999,null,null,null,null,null,null,null,10]
[null,"2012-10-29",2,"Hverdag","Vinter",2901.2,1223.5,null,null,null,null,null,null,null,10]
[null,"2012-10-29",5,"Hverdag","Vinter",3030.6000000000004,1233.7,null,null,null,null,null,null,null,10]
[null,"2012-10-29",9,"Hverdag","Vinter",4979,2122.3000000000002,null,null,null,null,null,null,null,10]
[null,"2012-10-29",12,"Hverdag","Vinter",5117.6000000000004,2158.9,null,null,null,null,null,null,null,10]
[null,"2012-10-29",14,"Hverdag","Vinter",5049.8,2122.6999999999998,null,null,null,null,null,null,null,10]
[null,"2012-10-29",20,"Hverdag","Vinter",4938.5,2708.1,null,null,null,null,null,null,null,10]
[null,"2012-10-29",23,"Hverdag","Vinter",3758,1854.1999999999998,null,null,null,null,null,null,null,10]
[null,"2012-10-30",2,"Hverdag","Vinter",2989.4,1217.6999999999998,null,null,null,null,null,null,null,10]
[null,"2012-10-30",3,"Hverdag","Vinter",2934.7,1185,null,null,null,null,null,null,null,10]
[null,"2012-10-30",7,"Hverdag","Vinter",4163.3999999999996,1761.3999999999999,null,null,null,null,null,null,null,10]
[null,"2012-10-30",11,"Hverdag","Vinter",4899.5,1914,null,null,null,null,null,null,null,10]
[null,"2012-10-30",14,"Hverdag","Vinter",4738.8999999999996,1844.1,null,null,null,null,null,null,null,10]
[null,"2012-10-30",16,"Hverdag","Vinter",4592.8999999999996,1962.8000000000002,null,null,null,null,null,null,null,10]
[null,"2012-10-30",22,"Hverdag","Vinter",4179.3,2139.8999999999996,null,null,null,null,null,null,null,10]
[null,"2012-10-31",1,"Hverdag",{"$f":"IF(AND(O7461>=4,O7461<=9),\"Sommer\",\"Vinter\")","v":"Vinter"},3117.7,1313.4,null,null,null,null,null,null,null,{"$f":"MONTH(B7461)","v":10}]
[null,"2012-10-31",2,"Hverdag","Vinter",2965.2,1220.5999999999999,null,null,null,null,null,null,null,10]
[null,"2012-10-31",5,"Hverdag","Vinter",3008.7,1206,null,null,null,null,null,null,null,10]
[null,"2012-10-31",9,"Hverdag","Vinter",4985.3999999999996,2047.1,null,null,null,null,null,null,null,10]
[null,"2012-10-31",13,"Hverdag","Vinter",4837.7,1985.3,null,null,null,null,null,null,null,10]
[null,"2012-10-31",16,"Hverdag","Vinter",4648.5,2056.8000000000002,null,null,null,null,null,null,null,10]
[null,"2012-10-31",19,"Hverdag","Vinter",5253.7,2917.1,null,null,null,null,null,null,null,10]
[null,"2012-10-31",22,"Hverdag","Vinter",4149.8999999999996,2151.1,null,null,null,null,null,null,null,10]
[null,"2012-11-01",3,"Hverdag","Vinter",2981,1188.5999999999999,null,null,null,null,null,null,null,11]
[null,"2012-11-01",4,"Hverdag","Vinter",3009.4,1178.5999999999999,null,null,null,null,null,null,null,11]
[null,"2012-11-01",7,"Hverdag","Vinter",4132.2000000000007,1744.1,null,null,null,null,null,null,null,11]
[null,"2012-11-01",10,"Hverdag","Vinter",4951.3,2077.9,null,null,null,null,null,null,null,11]
[null,"2012-11-01",15,"Hverdag","Vinter",4988.3,2119.1999999999998,null,null,null,null,null,null,null,11]
[null,"2012-11-01",18,"Hverdag","Vinter",5435.6,3060.4,null,null,null,null,null,null,null,11]
[null,"2012-11-01",22,"Hverdag","Vinter",4152.2,2172.9,null,null,null,null,null,null,null,11]
[null,"2012-11-02",1,"Hverdag","Vinter",3213.4,1334.7,null,null,null,null,null,null,null,11]
[null,"2012-11-02",4,"Hverdag","Vinter",3106.3,1194.5999999999999,null,null,null,null,null,null,null,11]
[null,"2012-11-02",6,"Hverdag","Vinter",3394,1329.5,null,null,null,null,null,null,null,11]
[null,"2012-11-02",9,{"$f":"CHOOSE(WEEKDAY(B7517,2),$N$165,$N$166,$N$167,$N$168,$N$169,$N$170,$N$171)","v":"Hverdag"},"Vinter",4895.8,2055.1999999999998,null,null,null,null,null,null,null,11]
[null,"2012-11-02",12,"Hverdag","Vinter",4931.8999999999996,2049.1999999999998,null,null,null,null,null,null,null,11]
[null,"2012-11-02",16,"Hverdag","Vinter",4426.1000000000004,2131,null,null,null,null,null,null,null,11]
[null,"2012-11-02",21,"Hverdag","Vinter",4145,2302.6999999999998,null,null,null,null,null,null,null,11]
[null,"2012-11-02",24,"Hverdag","Vinter",3301.2,1637.6999999999998,null,null,null,null,null,null,null,11]
[null,"2012-11-03",3,"Weekend","Vinter",2835.6,1236.3,null,null,null,null,null,null,null,11]
[null,"2012-11-03",6,"Weekend","Vinter",2933.8,1235.4000000000001,null,null,null,null,null,null,null,11]
[null,"2012-11-03",10,"Weekend","Vinter",3910.6000000000004,2032.8000000000002,null,null,null,null,null,null,null,11]
[null,"2012-11-03",11,"Weekend","Vinter",3961.1,2075.4,null,null,null,null,null,null,null,11]
[null,"2012-11-03",14,"Weekend","Vinter",3765.6000000000004,1952.6,null,null,null,null,null,null,null,11]
[null,"2012-11-03",18,"Weekend","Vinter",4707.5,2904.9,null,null,null,null,null,null,null,11]
[null,"2012-11-03",21,"Weekend","Vinter",3837.9,2209.5,null,null,null,null,null,null,null,11]
[null,"2012-11-03",23,"Weekend","Vinter",3405.7,1869,null,null,null,null,null,null,null,11]
[null,"2012-11-04",5,"Weekend","Vinter",2769,1198.3,null,null,null,null,null,null,null,11]
[null,"2012-11-04",8,"Weekend","Vinter",3317.2,1497.3000000000002,null,null,null,null,null,null,null,11]
[null,"2012-11-04",9,"Weekend","Vinter",3558.1000000000004,1759.6,null,null,null,null,null,null,null,11]
[null,"2012-11-04",12,"Weekend","Vinter",3715.4,1927.5,null,null,null,null,null,null,null,11]
[null,"2012-11-04",17,"Weekend","Vinter",4080.2,2264.6,null,null,null,null,null,null,null,11]
[null,"2012-11-04",20,"Weekend","Vinter",4371.3,2574.1999999999998,null,null,null,null,null,null,null,11]
[null,"2012-11-04",23,"Weekend","Vinter",3437.3,1736.4,null,null,null,null,null,null,null,11]
[null,"2012-11-05",3,"Hverdag","Vinter",2858.3,1132.5,null,null,null,null,null,null,null,11]
[null,"2012-11-05",5,"Hverdag","Vinter",2966.6000000000004,1147.9000000000001,null,null,null,null,null,null,null,11]
[null,"2012-11-05",10,"Hverdag","Vinter",5042,2054.1,null,null,null,null,null,null,null,11]
[null,"2012-11-05",11,"Hverdag","Vinter",5124.7,2059.1999999999998,null,null,null,null,null,null,null,11]
[null,"2012-11-05",14,"Hverdag","Vinter",5013.3,2009,null,null,null,null,null,null,null,11]
[null,"2012-11-05",18,"Hverdag","Vinter",5581.2,3094.4,null,null,null,null,null,null,null,11]
[null,"2012-11-05",22,"Hverdag","Vinter",4241.5,2147.1000000000004,null,null,null,null,null,null,null,11]
[null,"2012-11-06",1,"Hverdag","Vinter",3199.9,1319.8000000000002,null,null,null,null,null,null,null,11]
[null,"2012-11-06",5,"Hverdag","Vinter",3129.5,1210.5999999999999,null,null,null,null,null,null,null,11]
[null,"2012-11-06",8,"Hverdag","Vinter",4896,2020.4,null,null,null,null,null,null,null,11]
[null,"2012-11-06",11,"Hverdag","Vinter",4993.8999999999996,1952.5,null,null,null,null,null,null,null,11]
[null,"2012-11-06",13,"Hverdag","Vinter",4877.2999999999993,1932.8000000000002,null,null,null,null,null,null,null,11]
[null,"2012-11-06",16,"Hverdag","Vinter",4888,2136.3000000000002,null,null,null,null,null,null,null,11]
[null,"2012-11-06",20,"Hverdag","Vinter",4982.7999999999993,2686.8,null,null,null,null,null,null,null,11]
[null,"2012-11-06",24,"Hverdag","Vinter",3641.5,1588.6,null,null,null,null,null,null,null,11]
[null,"2012-11-07",3,"Hverdag","Vinter",3167.7,1243.5,null,null,null,null,null,null,null,11]
[null,"2012-11-07",7,"Hverdag","Vinter",4201.8999999999996,1757.4,null,null,null,null,null,null,null,11]
[null,"2012-11-07",10,"Hverdag","Vinter",5053,2043.7,null,null,null,null,null,null,null,11]
[null,"2012-11-07",13,"Hverdag","Vinter",4965.7000000000007,2002.5,null,null,null,null,null,null,null,11]
[null,"2012-11-07",15,"Hverdag","Vinter",4926.7,2046.1999999999998,null,null,null,null,null,null,null,11]
[null,"2012-11-07",18,"Hverdag","Vinter",5579.6,3075.8999999999996,null,null,null,null,null,null,null,11]
[null,"2012-11-07",22,"Hverdag","Vinter",4185.8999999999996,2164.4,null,null,null,null,null,null,null,11]
[null,"2012-11-08",1,"Hverdag",{"$f":"IF(AND(O7653>=4,O7653<=9),\"Sommer\",\"Vinter\")","v":"Vinter"},3200.3,1320.4,null,null,null,null,null,null,null,{"$f":"MONTH(B7653)","v":11}]
[null,"2012-11-08",6,"Hverdag","Vinter",3347.3999999999996,1302.3,null,null,null,null,null,null,null,11]
[null,"2012-11-08",9,"Hverdag","Vinter",4945.7,2037.8000000000002,null,null,null,null,null,null,null,11]
[null,"2012-11-08",12,"Hverdag","Vinter",4917.3,1998,null,null,null,null,null,null,null,11]
[null,"2012-11-08",13,"Hverdag","Vinter",4823.3999999999996,1951.6,null,null,null,null,null,null,null,11]
[null,"2012-11-08",19,"Hverdag","Vinter",5149.1000000000004,2857.5,null,null,null,null,null,null,null,11]
[null,"2012-11-08",20,"Hverdag","Vinter",4807,2594.1,null,null,null,null,null,null,null,11]
[null,"2012-11-08",24,"Hverdag","Vinter",3324.4,1489.6,null,null,null,null,null,null,null,11]
[null,"2012-11-09",3,"Hverdag","Vinter",2841.6000000000004,1119.8,null,null,null,null,null,null,null,11]
[null,"2012-11-09",7,"Hverdag","Vinter",3985.1,1642.1,null,null,null,null,null,null,null,11]
[null,"2012-11-09",8,"Hverdag","Vinter",4729.8,1982,null,null,null,null,null,null,null,11]
[null,"2012-11-09",14,"Hverdag","Vinter",4618.3999999999996,1977.6000000000001,null,null,null,null,null,null,null,11]
[null,"2012-11-09",15,"Hverdag","Vinter",4496.5,2016.6,null,null,null,null,null,null,null,11]
[null,"2012-11-09",18,"Hverdag","Vinter",5195.2,2984.1,null,null,null,null,null,null,null,11]
[null,"2012-11-09",21,"Hverdag","Vinter",4124.2,2275.6,null,null,null,null,null,null,null,11]
[null,"2012-11-10",2,"Weekend","Vinter",2833.5,1267.4000000000001,null,null,null,null,null,null,null,11]
[null,"2012-11-10",5,"Weekend","Vinter",2773.9,1154.5999999999999,null,null,null,null,null,null,null,11]
[null,"2012-11-10",9,{"$f":"CHOOSE(WEEKDAY(B7709,2),$N$165,$N$166,$N$167,$N$168,$N$169,$N$170,$N$171)","v":"Weekend"},"Vinter",3661,1815.5,null,null,null,null,null,null,null,11]
[null,"2012-11-10",12,"Weekend","Vinter",4031.3,2132.1,null,null,null,null,null,null,null,11]
[null,"2012-11-10",14,"Weekend","Vinter",3946.9,2090,null,null,null,null,null,null,null,11]
[null,"2012-11-10",17,"Weekend",{"$f":"IF(AND(O7717>=4,O7717<=9),\"Sommer\",\"Vinter\")","v":"Vinter"},4476.2999999999993,2608.8999999999996,null,null,null,null,null,null,null,{"$f":"MONTH(B7717)","v":11}]
[null,"2012-11-10",20,"Weekend","Vinter",4081.9,2411.6999999999998,null,null,null,null,null,null,null,11]
[null,"2012-11-10",23,"Weekend","Vinter",3369.1,1847.1,null,null,null,null,null,null,null,11]
[null,"2012-11-11",3,"Weekend","Vinter",2714.4,1192.0999999999999,null,null,null,null,null,null,null,11]
[null,"2012-11-11",7,"Weekend","Vinter",2917.1,1259.2,null,null,null,null,null,null,null,11]
[null,"2012-11-11",11,"Weekend","Vinter",3754.8,2013.8,null,null,null,null,null,null,null,11]
[null,"2012-11-11",14,"Weekend","Vinter",3613.7,1886.3,null,null,null,null,null,null,null,11]
[null,"2012-11-11",17,"Weekend","Vinter",4122.2000000000007,2313.8000000000002,null,null,null,null,null,null,null,11]
[null,"2012-11-11",20,"Weekend","Vinter",4280.3,2587,null,null,null,null,null,null,null,11]
[null,"2012-11-11",22,"Weekend","Vinter",3693.4,2065.8000000000002,null,null,null,null,null,null,null,11]
[null,"2012-11-12",2,"Hverdag","Vinter",2809.2,1162.5999999999999,null,null,null,null,null,null,null,11]
[null,"2012-11-12",5,"Hverdag","Vinter",2872.7,1146.8,null,null,null,null,null,null,null,11]
[null,"2012-11-12",9,"Hverdag","Vinter",4890.7000000000007,1988.3000000000002,null,null,null,null,null,null,null,11]
[null,"2012-11-12",13,"Hverdag","Vinter",4717.8999999999996,1857.5,null,null,null,null,null,null,null,11]
[null,"2012-11-12",16,"Hverdag","Vinter",4618,1985.1,null,null,null,null,null,null,null,11]
[null,"2012-11-12",19,"Hverdag","Vinter",5236.1000000000004,2913.6,null,null,null,null,null,null,null,11]
[null,"2012-11-12",20,"Hverdag","Vinter",4871.3999999999996,2637,null,null,null,null,null,null,null,11]
[null,"2012-11-13",2,"Hverdag","Vinter",2965.2,1198.5999999999999,null,null,null,null,null,null,null,11]
[null,"2012-11-13",4,"Hverdag","Vinter",2911.1000000000004,1150.4000000000001,null,null,null,null,null,null,null,11]
[null,"2012-11-13",7,"Hverdag","Vinter",4070.5,1686.8,null,null,null,null,null,null,null,11]
[null,"2012-11-13",10,"Hverdag","Vinter",5069.1000000000004,2043.9,null,null,null,null,null,null,null,11]
[null,"2012-11-13",15,"Hverdag","Vinter",4949.8999999999996,2054.1999999999998,null,null,null,null,null,null,null,11]
[null,"2012-11-13",18,"Hverdag","Vinter",5550,3073.5,null,null,null,null,null,null,null,11]
[null,"2012-11-13",19,"Hverdag","Vinter",5280,2900.7,null,null,null,null,null,null,null,11]
[null,"2012-11-13",22,"Hverdag","Vinter",4204.3999999999996,2124.1999999999998,null,null,null,null,null,null,null,11]
[null,"2012-11-14",1,"Hverdag","Vinter",3071.6000000000004,1270.4000000000001,null,null,null,null,null,null,null,11]
[null,"2012-11-14",4,"Hverdag","Vinter",2899.8999999999996,1115.2,null,null,null,null,null,null,null,11]
[null,"2012-11-14",9,"Hverdag","Vinter",5038.6000000000004,2016.3000000000002,null,null,null,null,null,null,null,11]
[null,"2012-11-14",12,"Hverdag","Vinter",5140.5,2038.4,null,null,null,null,null,null,null,11]
[null,"2012-11-14",16,"Hverdag","Vinter",4872.5,2146.8000000000002,null,null,null,null,null,null,null,11]
[null,"2012-11-14",17,"Hverdag","Vinter",5101.7000000000007,2516.3000000000002,null,null,null,null,null,null,null,11]
[null,"2012-11-14",21,"Hverdag","Vinter",4503.5,2349.4,null,null,null,null,null,null,null,11]
[null,"2012-11-14",24,"Hverdag","Vinter",3335.8,1479.6,null,null,null,null,null,null,null,11]
[null,"2012-11-15",3,"Hverdag","Vinter",2944.8,1112.3000000000002,null,null,null,null,null,null,null,11]
[null,"2012-11-15",7,"Hverdag","Vinter",4016.2999999999997,1641.4,null,null,null,null,null,null,null,11]
[null,"2012-11-15",10,"Hverdag","Vinter",4958.8999999999996,1980.7,null,null,null,null,null,null,null,11]
[null,"2012-11-15",14,"Hverdag","Vinter",4897,1920.8,null,null,null,null,null,null,null,11]
[null,"2012-11-15",18,"Hverdag","Vinter",5445.4,2973.4,null,null,null,null,null,null,null,11]
[null,"2012-11-15",21,"Hverdag","Vinter",4484,2331.6,null,null,null,null,null,null,null,11]
[null,"2012-11-15",23,"Hverdag","Vinter",3755.5,1801.8,null,null,null,null,null,null,null,11]
[null,"2012-11-16",2,"Hverdag","Vinter",2922,1154.5999999999999,null,null,null,null,null,null,null,11]
[null,"2012-11-16",5,"Hverdag","Vinter",2941.2,1114,null,null,null,null,null,null,null,11]
[null,"2012-11-16",9,"Hverdag","Vinter",4999.8999999999996,2038.6,null,null,null,null,null,null,null,11]
[null,"2012-11-16",12,"Hverdag","Vinter",4981,2053,null,null,null,null,null,null,null,11]
[null,"2012-11-16",17,"Hverdag","Vinter",4860.3999999999996,2550,null,null,null,null,null,null,null,11]
[null,"2012-11-16",20,"Hverdag","Vinter",4606.5,2579.3000000000002,null,null,null,null,null,null,null,11]
[null,"2012-11-16",23,"Hverdag","Vinter",3655.1,1914.2,null,null,null,null,null,null,null,11]
[null,"2012-11-16",24,"Hverdag","Vinter",3346.3,1689.6,null,null,null,null,null,null,null,11]
[null,"2012-11-17",5,"Weekend","Vinter",2810.8,1225,null,null,null,null,null,null,null,11]
[null,"2012-11-17",7,"Weekend","Vinter",3124.2,1392.1,null,null,null,null,null,null,null,11]
[null,"2012-11-17",11,"Weekend","Vinter",4212.7,2245.4,null,null,null,null,null,null,null,11]
[null,"2012-11-17",14,"Weekend","Vinter",4035.6000000000004,2167.8000000000002,null,null,null,null,null,null,null,11]
[null,"2012-11-17",18,"Weekend","Vinter",4908.3999999999996,3034.6,null,null,null,null,null,null,null,11]
[null,"2012-11-17",22,"Weekend","Vinter",3724.2000000000003,2135,null,null,null,null,null,null,null,11]
[null,"2012-11-18",1,"Weekend","Vinter",2996.8999999999996,1514.8000000000002,null,null,null,null,null,null,null,11]
[null,"2012-11-18",2,"Weekend","Vinter",2842.8,1360,null,null,null,null,null,null,null,11]
[null,"2012-11-18",5,"Weekend","Vinter",2684.1000000000004,1226.3,null,null,null,null,null,null,null,11]
[null,"2012-11-18",11,"Weekend","Vinter",3872.7000000000003,2054.9,null,null,null,null,null,null,null,11]
[null,"2012-11-18",13,"Weekend","Vinter",3877.3,2073.5,null,null,null,null,null,null,null,11]
[null,"2012-11-18",16,"Weekend","Vinter",3919.5,2090.1999999999998,null,null,null,null,null,null,null,11]
[null,"2012-11-18",20,"Weekend","Vinter",4422.2,2655.1,null,null,null,null,null,null,null,11]
[null,"2012-11-18",24,"Weekend","Vinter",3176.3,1526.6999999999998,null,null,null,null,null,null,null,11]
[null,"2012-11-19",3,"Hverdag","Vinter",2849.3,1198.9000000000001,null,null,null,null,null,null,null,11]
[null,"2012-11-19",4,"Hverdag","Vinter",2877.3,1192.8,null,null,null,null,null,null,null,11]
[null,"2012-11-19",7,"Hverdag","Vinter",4091.9,1759.4,null,null,null,null,null,null,null,11]
[null,"2012-11-19",11,"Hverdag","Vinter",5002.8999999999996,2030,null,null,null,null,null,null,null,11]
[null,"2012-11-19",13,"Hverdag","Vinter",4829.2,1936.6000000000001,null,null,null,null,null,null,null,11]
[null,"2012-11-19",18,"Hverdag","Vinter",5595.4,3144.8,null,null,null,null,null,null,null,11]
[null,"2012-11-19",22,"Hverdag","Vinter",4238,2210.4,null,null,null,null,null,null,null,11]
[null,"2012-11-20",1,"Hverdag","Vinter",3152.2,1321.1,null,null,null,null,null,null,null,11]
[null,"2012-11-20",2,"Hverdag","Vinter",3021.1,1215.0999999999999,null,null,null,null,null,null,null,11]
[null,"2012-11-20",6,"Hverdag","Vinter",3305,1305.7,null,null,null,null,null,null,null,11]
[null,"2012-11-20",9,"Hverdag","Vinter",5012,2058.5,null,null,null,null,null,null,null,11]
[null,"2012-11-20",13,"Hverdag","Vinter",4956.7,2025.8000000000002,null,null,null,null,null,null,null,11]
[null,"2012-11-20",16,"Hverdag","Vinter",4816,2135.6999999999998,null,null,null,null,null,null,null,11]
[null,"2012-11-20",19,"Hverdag","Vinter",5229.7999999999993,2898.5,null,null,null,null,null,null,null,11]
[null,"2012-11-20",24,"Hverdag","Vinter",3403.3999999999996,1526,null,null,null,null,null,null,null,11]
[null,"2012-11-21",3,"Hverdag","Vinter",2933.7,1157.8,null,null,null,null,null,null,null,11]
[null,"2012-11-21",4,"Hverdag","Vinter",2928.6,1147.5999999999999,null,null,null,null,null,null,null,11]
[null,"2012-11-21",8,"Hverdag","Vinter",4885.3,2075.1,null,null,null,null,null,null,null,11]
[null,"2012-11-21",11,"Hverdag","Vinter",5127.3999999999996,2094,null,null,null,null,null,null,null,11]
[null,"2012-11-21",15,"Hverdag","Vinter",5055.2,2168.1999999999998,null,null,null,null,null,null,null,11]
[null,"2012-11-21",18,"Hverdag","Vinter",5545.2,3102.1,null,null,null,null,null,null,null,11]
[null,"2012-11-21",21,"Hverdag","Vinter",4599.2,2425.1,null,null,null,null,null,null,null,11]
[null,"2012-11-22",1,"Hverdag","Vinter",3116,1336.3,null,null,null,null,null,null,null,11]
[null,"2012-11-22",5,"Hverdag","Vinter",3016.7,1192,null,null,null,null,null,null,null,11]
[null,"2012-11-22",6,"Hverdag","Vinter",3308.8,1324.9,null,null,null,null,null,null,null,11]
[null,"2012-11-22",9,"Hverdag","Vinter",5111.8,2136.6999999999998,null,null,null,null,null,null,null,11]
[null,"2012-11-22",14,"Hverdag","Vinter",4875.5,1980.1,null,null,null,null,null,null,null,11]
[null,"2012-11-22",17,"Hverdag","Vinter",5097.7000000000007,2558,null,null,null,null,null,null,null,11]
[null,"2012-11-22",20,"Hverdag","Vinter",4888.8999999999996,2636.6,null,null,null,null,null,null,null,11]
[null,"2012-11-22",23,"Hverdag","Vinter",3811.5,1893.6,null,null,null,null,null,null,null,11]
[null,"2012-11-23",3,"Hverdag","Vinter",2946.3999999999996,1202.2,null,null,null,null,null,null,null,11]
[null,"2012-11-23",7,"Hverdag","Vinter",4065.2999999999997,1733.1,null,null,null,null,null,null,null,11]
[null,"2012-11-23",8,"Hverdag","Vinter",4897,2128.4,null,null,null,null,null,null,null,11]
[null,"2012-11-23",11,"Hverdag","Vinter",5065.6000000000004,2126.4,null,null,null,null,null,null,null,11]
[null,"2012-11-23",14,"Hverdag","Vinter",4793,2104.8000000000002,null,null,null,null,null,null,null,11]
[null,"2012-11-23",20,"Hverdag","Vinter",4623.2,2605,null,null,null,null,null,null,null,11]
[null,"2012-11-23",22,"Hverdag","Vinter",3969.7000000000003,2143.9,null,null,null,null,null,null,null,11]
[null,"2012-11-24",2,"Weekend","Vinter",2910.2,1316.1,null,null,null,null,null,null,null,11]
[null,"2012-11-24",5,"Weekend","Vinter",2800.5,1206.3000000000002,null,null,null,null,null,null,null,11]
[null,"2012-11-24",9,"Weekend","Vinter",3815.9,1888.1,null,null,null,null,null,null,null,11]
[null,"2012-11-24",10,"Weekend","Vinter",4050.4,2095,null,null,null,null,null,null,null,11]
[null,"2012-11-24",13,"Weekend","Vinter",4089.7,2132.3000000000002,null,null,null,null,null,null,null,11]
[null,"2012-11-24",16,"Weekend","Vinter",4109.7,2196.3000000000002,null,null,null,null,null,null,null,11]
[null,"2012-11-24",20,"Weekend","Vinter",4264.3999999999996,2527.4,null,null,null,null,null,null,null,11]
[null,"2012-11-24",22,"Weekend","Vinter",3728,2105.4,null,null,null,null,null,null,null,11]
[null,"2012-11-25",4,"Weekend","Vinter",2794,1247.3,null,null,null,null,null,null,null,11]
[null,"2012-11-25",7,"Weekend","Vinter",3086.5,1379.8,null,null,null,null,null,null,null,11]
[null,"2012-11-25",10,"Weekend","Vinter",3998.3,2128.9,null,null,null,null,null,null,null,11]
[null,"2012-11-25",11,"Weekend","Vinter",4195.8999999999996,2275.1999999999998,null,null,null,null,null,null,null,11]
[null,"2012-11-25",15,"Weekend","Vinter",4295.8999999999996,2357.8000000000002,null,null,null,null,null,null,null,11]
[null,"2012-11-25",19,"Weekend","Vinter",4781.6000000000004,2994.8,null,null,null,null,null,null,null,11]
[null,"2012-11-25",22,"Weekend","Vinter",3971.2999999999997,2189.1999999999998,null,null,null,null,null,null,null,11]
[null,"2012-11-26",1,"Hverdag","Vinter",3162.4,1391.9,null,null,null,null,null,null,null,11]
[null,"2012-11-26",4,"Hverdag","Vinter",2981.6,1221.5999999999999,null,null,null,null,null,null,null,11]
[null,"2012-11-26",9,{"$f":"CHOOSE(WEEKDAY(B8093,2),$N$165,$N$166,$N$167,$N$168,$N$169,$N$170,$N$171)","v":"Hverdag"},"Vinter",5061.2,2142.8999999999996,null,null,null,null,null,null,null,11]
[null,"2012-11-26",12,"Hverdag","Vinter",5102.3,2115,null,null,null,null,null,null,null,11]
[null,"2012-11-26",13,"Hverdag","Vinter",4993.8999999999996,2071.8000000000002,null,null,null,null,null,null,null,11]
[null,"2012-11-26",17,"Hverdag",{"$f":"IF(AND(O8101>=4,O8101<=9),\"Sommer\",\"Vinter\")","v":"Vinter"},5231.8999999999996,2662.2,null,null,null,null,null,null,null,{"$f":"MONTH(B8101)","v":11}]
[null,"2012-11-26",21,"Hverdag","Vinter",4582.1000000000004,2432.3000000000002,null,null,null,null,null,null,null,11]
[null,"2012-11-26",24,"Hverdag","Vinter",3423.3999999999996,1539.4,null,null,null,null,null,null,null,11]
[null,"2012-11-27",3,"Hverdag","Vinter",2925.3999999999996,1168.9000000000001,null,null,null,null,null,null,null,11]
[null,"2012-11-27",7,"Hverdag","Vinter",4099.5,1701.5,null,null,null,null,null,null,null,11]
[null,"2012-11-27",10,"Hverdag","Vinter",5155,2107.8000000000002,null,null,null,null,null,null,null,11]
[null,"2012-11-27",14,"Hverdag","Vinter",5077.2,2065.3000000000002,null,null,null,null,null,null,null,11]
[null,"2012-11-27",15,"Hverdag","Vinter",4996.3,2112.4,null,null,null,null,null,null,null,11]
[null,"2012-11-27",18,"Hverdag","Vinter",5566.6,3099.6,null,null,null,null,null,null,null,11]
[null,"2012-11-27",23,"Hverdag","Vinter",3889.8,1889.3,null,null,null,null,null,null,null,11]
[null,"2012-11-28",2,"Hverdag","Vinter",3004.7,1217.3,null,null,null,null,null,null,null,11]
[null,"2012-11-28",5,"Hverdag","Vinter",3089.5,1190.2,null,null,null,null,null,null,null,11]
[null,"2012-11-28",9,"Hverdag","Vinter",5222,2171.1,null,null,null,null,null,null,null,11]
[null,"2012-11-28",12,"Hverdag","Vinter",5233.3,2149.8000000000002,null,null,null,null,null,null,null,11]
[null,"2012-11-28",16,"Hverdag","Vinter",5052.3999999999996,2295,null,null,null,null,null,null,null,11]
[null,"2012-11-28",17,"Hverdag","Vinter",5319.2999999999993,2697.5,null,null,null,null,null,null,null,11]
[null,"2012-11-28",20,"Hverdag","Vinter",5006.3999999999996,2730.3,null,null,null,null,null,null,null,11]
[null,"2012-11-28",24,"Hverdag","Vinter",3484.6,1620.5,null,null,null,null,null,null,null,11]
[null,"2012-11-29",5,"Hverdag","Vinter",3111.1,1258.2,null,null,null,null,null,null,null,11]
[null,"2012-11-29",7,"Hverdag","Vinter",4170.3999999999996,1797.8,null,null,null,null,null,null,null,11]
[null,"2012-11-29",11,"Hverdag","Vinter",5252,2216.6000000000004,null,null,null,null,null,null,null,11]
[null,"2012-11-29",14,"Hverdag","Vinter",5132,2172.6999999999998,null,null,null,null,null,null,null,11]
[null,"2012-11-29",15,"Hverdag","Vinter",5097.6000000000004,2229.3000000000002,null,null,null,null,null,null,null,11]
[null,"2012-11-29",18,"Hverdag","Vinter",5622,3183.3999999999996,null,null,null,null,null,null,null,11]
[null,"2012-11-29",22,"Hverdag","Vinter",4360.5,2342.5,null,null,null,null,null,null,null,11]
[null,"2012-11-30",2,"Hverdag","Vinter",3077.2,1365.1,null,null,null,null,null,null,null,11]
[null,"2012-11-30",5,"Hverdag","Vinter",3129.5,1331.3000000000002,null,null,null,null,null,null,null,11]
[null,"2012-11-30",7,"Hverdag","Vinter",4203.7,1860.6,null,null,null,null,null,null,null,11]
[null,"2012-11-30",13,"Hverdag","Vinter",4961,2199.1999999999998,null,null,null,null,null,null,null,11]
[null,"2012-11-30",16,"Hverdag","Vinter",4758.8,2374.5,null,null,null,null,null,null,null,11]
[null,"2012-11-30",17,"Hverdag","Vinter",5101.1000000000004,2760,null,null,null,null,null,null,null,11]
[null,"2012-11-30",20,"Hverdag","Vinter",4808.6000000000004,2759.1000000000004,null,null,null,null,null,null,null,11]
[null,"2012-11-30",24,"Hverdag","Vinter",3586.5,1867.5,null,null,null,null,null,null,null,11]
[null,"2012-12-01",4,"Weekend","Vinter",3018.6000000000004,1396,null,null,null,null,null,null,null,12]
[null,"2012-12-01",7,"Weekend","Vinter",3346.4,1559.8000000000002,null,null,null,null,null,null,null,12]
[null,"2012-12-01",11,"Weekend","Vinter",4299.7,2313.5,null,null,null,null,null,null,null,12]
[null,"2012-12-01",13,"Weekend","Vinter",4222.7,2262.5,null,null,null,null,null,null,null,12]
[null,"2012-12-01",18,"Weekend","Vinter",5010,3122.1,null,null,null,null,null,null,null,12]
[null,"2012-12-01",19,"Weekend","Vinter",4854.5,3024.9,null,null,null,null,null,null,null,12]
[null,"2012-12-01",22,"Weekend","Vinter",4005.9,2315.3999999999996,null,null,null,null,null,null,null,12]
[null,"2012-12-02",1,"Weekend",{"$f":"IF(AND(O8229>=4,O8229<=9),\"Sommer\",\"Vinter\")","v":"Vinter"},3288.3,1690.6,null,null,null,null,null,null,null,{"$f":"MONTH(B8229)","v":12}]
[null,"2012-12-02",6,"Weekend","Vinter",3100,1462.3000000000002,null,null,null,null,null,null,null,12]
[null,"2012-12-02",9,"Weekend","Vinter",3882.6,2073.8000000000002,null,null,null,null,null,null,null,12]
[null,"2012-12-02",13,"Weekend","Vinter",4254.6000000000004,2338.8000000000002,null,null,null,null,null,null,null,12]
[null,"2012-12-02",16,"Weekend","Vinter",4282.3999999999996,2387.1000000000004,null,null,null,null,null,null,null,12]
[null,"2012-12-02",19,"Weekend","Vinter",5051.6000000000004,3200.3999999999996,null,null,null,null,null,null,null,12]
[null,"2012-12-02",21,"Weekend","Vinter",4508.8999999999996,2707,null,null,null,null,null,null,null,12]
[null,"2012-12-02",24,"Weekend","Vinter",3588.8,1824.7,null,null,null,null,null,null,null,12]
[null,"2012-12-03",4,"Hverdag","Vinter",3205.8,1469.6,null,null,null,null,null,null,null,12]
[null,"2012-12-03",8,"Hverdag","Vinter",5209.7999999999993,2435.5,null,null,null,null,null,null,null,12]
[null,"2012-12-03",11,"Hverdag","Vinter",5494.2000000000007,2446,null,null,null,null,null,null,null,12]
[null,"2012-12-03",15,"Hverdag","Vinter",5354.9,2437.1999999999998,null,null,null,null,null,null,null,12]
[null,"2012-12-03",18,"Hverdag","Vinter",5915.7,3432,null,null,null,null,null,null,null,12]
[null,"2012-12-03",21,"Hverdag","Vinter",4923.5,2738.8,null,null,null,null,null,null,null,12]
[null,"2012-12-04",1,"Hverdag","Vinter",3478.1,1574.8,null,null,null,null,null,null,null,12]
[null,"2012-12-04",2,"Hverdag","Vinter",3334.5,1465.1,null,null,null,null,null,null,null,12]
[null,"2012-12-04",6,"Hverdag","Vinter",3659,1587.7,null,null,null,null,null,null,null,12]
[null,"2012-12-04",9,{"$f":"CHOOSE(WEEKDAY(B8285,2),$N$165,$N$166,$N$167,$N$168,$N$169,$N$170,$N$171)","v":"Hverdag"},"Vinter",5456.7000000000007,2417.1999999999998,null,null,null,null,null,null,null,12]
[null,"2012-12-04",14,"Hverdag","Vinter",5384.6,2385.4,null,null,null,null,null,null,null,12]
[null,"2012-12-04",17,"Hverdag",{"$f":"IF(AND(O8293>=4,O8293<=9),\"Sommer\",\"Vinter\")","v":"Vinter"},5596.7,2984.8,null,null,null,null,null,null,null,{"$f":"MONTH(B8293)","v":12}]
[null,"2012-12-04",20,"Hverdag","Vinter",5388,3033.8,null,null,null,null,null,null,null,12]
[null,"2012-12-04",23,"Hverdag","Vinter",4320.8999999999996,2238.5,null,null,null,null,null,null,null,12]
[null,"2012-12-04",24,"Hverdag","Vinter",3886.2,1892.8000000000002,null,null,null,null,null,null,null,12]
[null,"2012-12-05",3,"Hverdag","Vinter",3396.8,1522.6999999999998,null,null,null,null,null,null,null,12]
[null,"2012-12-05",8,"Hverdag","Vinter",5354.1,2512.9,null,null,null,null,null,null,null,12]
[null,"2012-12-05",11,"Hverdag","Vinter",5584.4,2508.3000000000002,null,null,null,null,null,null,null,12]
[null,"2012-12-05",14,"Hverdag","Vinter",5392,2400.1999999999998,null,null,null,null,null,null,null,12]
[null,"2012-12-05",16,"Hverdag","Vinter",5356.6,2571.3000000000002,null,null,null,null,null,null,null,12]
[null,"2012-12-05",22,"Hverdag","Vinter",4779.2,2627.6,null,null,null,null,null,null,null,12]
[null,"2012-12-05",23,"Hverdag","Vinter",4373.5,2317.8000000000002,null,null,null,null,null,null,null,12]
[null,"2012-12-06",2,"Hverdag","Vinter",3519.6000000000004,1614.3,null,null,null,null,null,null,null,12]
[null,"2012-12-06",5,"Hverdag","Vinter",3535.2000000000003,1589.9,null,null,null,null,null,null,null,12]
[null,"2012-12-06",9,"Hverdag","Vinter",5632.9,2589.9,null,null,null,null,null,null,null,12]
[null,"2012-12-06",13,"Hverdag","Vinter",5381.5,2419.8000000000002,null,null,null,null,null,null,null,12]
[null,"2012-12-06",16,"Hverdag","Vinter",5278.5,2536.3000000000002,null,null,null,null,null,null,null,12]
[null,"2012-12-06",20,"Hverdag","Vinter",5421.8,3102,null,null,null,null,null,null,null,12]
[null,"2012-12-06",22,"Hverdag","Vinter",4749.6000000000004,2618.9,null,null,null,null,null,null,null,12]
[null,"2012-12-07",1,{"$f":"CHOOSE(WEEKDAY(B8349,2),$N$165,$N$166,$N$167,$N$168,$N$169,$N$170,$N$171)","v":"Hverdag"},"Vinter",3601.7,1728.9,null,null,null,null,null,null,null,12]
[null,"2012-12-07",4,"Hverdag","Vinter",3402.2999999999997,1535.5,null,null,null,null,null,null,null,12]
[null,"2012-12-07",7,"Hverdag","Vinter",4502.5,2089.1,null,null,null,null,null,null,null,12]
[null,"2012-12-07",11,"Hverdag","Vinter",5514.2,2518.8999999999996,null,null,null,null,null,null,null,12]
[null,"2012-12-07",15,"Hverdag","Vinter",4963.5,2409.6999999999998,null,null,null,null,null,null,null,12]
[null,"2012-12-07",19,"Hverdag","Vinter",5425.5,3224,null,null,null,null,null,null,null,12]
[null,"2012-12-07",22,"Hverdag","Vinter",4440.3999999999996,2516.5,null,null,null,null,null,null,null,12]
[null,"2012-12-08",1,"Weekend","Vinter",3579.6000000000004,1831.8,null,null,null,null,null,null,null,12]
[null,"2012-12-08",4,"Weekend","Vinter",3254.5,1574.1,null,null,null,null,null,null,null,12]
[null,"2012-12-08",6,"Weekend","Vinter",3327.4,1611.3,null,null,null,null,null,null,null,12]
[null,"2012-12-08",9,"Weekend","Vinter",4328.8999999999996,2293.4,null,null,null,null,null,null,null,12]
[null,"2012-12-08",13,"Weekend","Vinter",4442.5,2441,null,null,null,null,null,null,null,12]
[null,"2012-12-08",16,"Weekend","Vinter",4500.3,2519.4,null,null,null,null,null,null,null,12]
[null,"2012-12-08",21,"Weekend","Vinter",4529.7,2706.8,null,null,null,null,null,null,null,12]
[null,"2012-12-08",24,"Weekend","Vinter",3840.9,2114.6999999999998,null,null,null,null,null,null,null,12]
[null,"2012-12-09",3,"Weekend","Vinter",3273.8,1689.4,null,null,null,null,null,null,null,12]
[null,"2012-12-09",4,"Weekend","Vinter",3268.8,1650.8,null,null,null,null,null,null,null,12]
[null,"2012-12-09",10,"Weekend","Vinter",4427.5,2489.3000000000002,null,null,null,null,null,null,null,12]
[null,"2012-12-09",11,"Weekend","Vinter",4556.5,2602.1999999999998,null,null,null,null,null,null,null,12]
[null,"2012-12-09",15,"Weekend","Vinter",4445.8,2552.6999999999998,null,null,null,null,null,null,null,12]
[null,"2012-12-09",18,"Weekend","Vinter",5248.2000000000007,3382.1,null,null,null,null,null,null,null,12]
[null,"2012-12-09",22,"Weekend","Vinter",4229.5,2497.8000000000002,null,null,null,null,null,null,null,12]
[null,"2012-12-09",23,"Weekend","Vinter",3912.5,2187.8000000000002,null,null,null,null,null,null,null,12]
[null,"2012-12-10",5,"Hverdag","Vinter",3427.7,1546,null,null,null,null,null,null,null,12]
[null,"2012-12-10",6,"Hverdag","Vinter",3720.3,1691.6,null,null,null,null,null,null,null,12]
[null,"2012-12-10",9,"Hverdag","Vinter",5566,2560.1,null,null,null,null,null,null,null,12]
[null,"2012-12-10",12,"Hverdag","Vinter",5615.5,2552.1999999999998,null,null,null,null,null,null,null,12]
[null,"2012-12-10",17,"Hverdag","Vinter",5673.6,3075.8,null,null,null,null,null,null,null,12]
[null,"2012-12-10",20,"Hverdag","Vinter",5420.2,3118.7,null,null,null,null,null,null,null,12]
[null,"2012-12-10",24,"Hverdag","Vinter",3878.1000000000004,1944.1,null,null,null,null,null,null,null,12]
[null,"2012-12-11",1,"Hverdag","Vinter",3608.2,1712.7,null,null,null,null,null,null,null,12]
[null,"2012-12-11",5,"Hverdag","Vinter",3511.1000000000004,1595.4,null,null,null,null,null,null,null,12]
[null,"2012-12-11",6,"Hverdag","Vinter",3805.8,1737.7,null,null,null,null,null,null,null,12]
[null,"2012-12-11",7,"Hverdag","Vinter",4563.8,2139.6000000000004,null,null,null,null,null,null,null,12]
[null,"2012-12-11",8,"Hverdag","Vinter",5410.6,2534.3999999999996,null,null,null,null,null,null,null,12]
[null,"2012-12-11",9,"Hverdag","Vinter",5632.5,2587.9,null,null,null,null,null,null,null,12]
[null,"2012-12-11",10,"Hverdag","Vinter",5598.3,2555.5,null,null,null,null,null,null,null,12]
[null,"2012-12-11",11,"Hverdag","Vinter",5633.9,2544.6999999999998,null,null,null,null,null,null,null,12]
[null,"2012-12-11",12,"Hverdag","Vinter",5571.4,2511.6999999999998,null,null,null,null,null,null,null,12]
[null,"2012-12-11",13,"Hverdag","Vinter",5464.1,2458.9,null,null,null,null,null,null,null,12]
[null,"2012-12-11",14,"Hverdag","Vinter",5455.8,2451.6999999999998,null,null,null,null,null,null,null,12]
[null,"2012-12-11",15,"Hverdag","Vinter",5395.7999999999993,2486.1000000000004,null,null,null,null,null,null,null,12]
[null,"2012-12-11",16,"Hverdag","Vinter",5338.6,2595.4,null,null,null,null,null,null,null,12]
[null,"2012-12-11",17,"Hverdag","Vinter",5673,3051.1000000000004,null,null,null,null,null,null,null,12]
[null,"2012-12-11",18,"Hverdag","Vinter",6001.1,3524.6000000000004,null,null,null,null,null,null,null,12]
[null,"2012-12-11",19,"Hverdag","Vinter",5796.4,3399.3,null,null,null,null,null,null,null,12]
[null,"2012-12-11",20,"Hverdag","Vinter",5487.5,3142.9,null,null,null,null,null,null,null,12]
[null,"2012-12-11",21,"Hverdag","Vinter",5143.5,2906,null,null,null,null,null,null,null,12]
[null,"2012-12-11",22,"Hverdag","Vinter",4824.2000000000007,2656.9,null,null,null,null,null,null,null,12]
[null,"2012-12-11",23,"Hverdag","Vinter",4400.7,2342.9,null,null,null,null,null,null,null,12]
[null,"2012-12-11",24,"Hverdag","Vinter",3964.7,1989.8000000000002,null,null,null,null,null,null,null,12]
[null,"2012-12-12",1,"Hverdag","Vinter",3697.3999999999996,1769,null,null,null,null,null,null,null,12]
[null,"2012-12-12",2,"Hverdag","Vinter",3572.3,1660.8,null,null,null,null,null,null,null,12]
[null,"2012-12-12",3,"Hverdag","Vinter",3507,1621,null,null,null,null,null,null,null,12]
[null,"2012-12-12",4,"Hverdag","Vinter",3522,1618,null,null,null,null,null,null,null,12]
[null,"2012-12-12",5,"Hverdag","Vinter",3592,1642,null,null,null,null,null,null,null,12]
[null,"2012-12-12",6,"Hverdag","Vinter",3882.6000000000004,1777,null,null,null,null,null,null,null,12]
[null,"2012-12-12",7,"Hverdag","Vinter",4672.6000000000004,2180.1999999999998,null,null,null,null,null,null,null,12]
[null,"2012-12-12",8,"Hverdag","Vinter",5495.1,2581.6999999999998,null,null,null,null,null,null,null,12]
[null,"2012-12-12",9,{"$f":"CHOOSE(WEEKDAY(B8477,2),$N$165,$N$166,$N$167,$N$168,$N$169,$N$170,$N$171)","v":"Hverdag"},"Vinter",5727.2,2649.3,null,null,null,null,null,null,null,12]
[null,"2012-12-12",10,"Hverdag","Vinter",5677.4,2603.9,null,null,null,null,null,null,null,12]
[null,"2012-12-12",11,"Hverdag","Vinter",5716.9,2532.5,null,null,null,null,null,null,null,12]
[null,"2012-12-12",12,"Hverdag","Vinter",5593.8,2529.8000000000002,null,null,null,null,null,null,null,12]
[null,"2012-12-12",13,"Hverdag","Vinter",5469.1,2451.8999999999996,null,null,null,null,null,null,null,12]
[null,"2012-12-12",14,"Hverdag","Vinter",5440.6,2440.1999999999998,null,null,null,null,null,null,null,12]
[null,"2012-12-12",15,"Hverdag","Vinter",5366.8,2484.6,null,null,null,null,null,null,null,12]
[null,"2012-12-12",16,"Hverdag","Vinter",5357.8,2602.5,null,null,null,null,null,null,null,12]
[null,"2012-12-12",17,"Hverdag",{"$f":"IF(AND(O8485>=4,O8485<=9),\"Sommer\",\"Vinter\")","v":"Vinter"},5719.9,3051.8,null,null,null,null,null,null,null,{"$f":"MONTH(B8485)","v":12}]
[null,"2012-12-12",18,"Hverdag","Vinter",6050.5,3527,null,null,null,null,null,null,null,12]
[null,"2012-12-12",19,"Hverdag","Vinter",5842.5,3407.4,null,null,null,null,null,null,null,12]
[null,"2012-12-12",20,"Hverdag","Vinter",5526.5,3163.7,null,null,null,null,null,null,null,12]
[null,"2012-12-12",21,"Hverdag","Vinter",5187.8999999999996,2919.2,null,null,null,null,null,null,null,12]
[null,"2012-12-12",22,"Hverdag","Vinter",4881.7000000000007,2681,null,null,null,null,null,null,null,12]
[null,"2012-12-12",23,"Hverdag","Vinter",4478.8999999999996,2371.6999999999998,null,null,null,null,null,null,null,12]
[null,"2012-12-12",24,"Hverdag","Vinter",4060.2,2020.3,null,null,null,null,null,null,null,12]
[null,"2012-12-13",1,"Hverdag","Vinter",3778.2,1788.8,null,null,null,null,null,null,null,12]
[null,"2012-12-13",2,"Hverdag","Vinter",3626.6,1684.2,null,null,null,null,null,null,null,12]
[null,"2012-12-13",3,"Hverdag","Vinter",3571.4,1641.4,null,null,null,null,null,null,null,12]
[null,"2012-12-13",4,"Hverdag","Vinter",3581.6000000000004,1635.9,null,null,null,null,null,null,null,12]
[null,"2012-12-13",5,"Hverdag","Vinter",3644.9,1664.8,null,null,null,null,null,null,null,12]
[null,"2012-12-13",6,"Hverdag","Vinter",3924.4,1803.6,null,null,null,null,null,null,null,12]
[null,"2012-12-13",7,"Hverdag","Vinter",4688.8,2207.8000000000002,null,null,null,null,null,null,null,12]
[null,"2012-12-13",8,"Hverdag","Vinter",5510.1,2619,null,null,null,null,null,null,null,12]
[null,"2012-12-13",9,"Hverdag","Vinter",5738.2,2668.1,null,null,null,null,null,null,null,12]
[null,"2012-12-13",10,"Hverdag","Vinter",5716.8,2632.5,null,null,null,null,null,null,null,12]
[null,"2012-12-13",11,"Hverdag","Vinter",5751.9,2620.8999999999996,null,null,null,null,null,null,null,12]
[null,"2012-12-13",12,"Hverdag","Vinter",5667.9,2583.1000000000004,null,null,null,null,null,null,null,12]
[null,"2012-12-13",13,"Hverdag","Vinter",5549.2,2522.1999999999998,null,null,null,null,null,null,null,12]
[null,"2012-12-13",14,"Hverdag","Vinter",5553.4,2516.6,null,null,null,null,null,null,null,12]
[null,"2012-12-13",15,"Hverdag","Vinter",5490.2000000000007,2550,null,null,null,null,null,null,null,12]
[null,"2012-12-13",16,"Hverdag","Vinter",5432.2000000000007,2657.8,null,null,null,null,null,null,null,12]
[null,"2012-12-13",17,"Hverdag","Vinter",5736.9,3085.5,null,null,null,null,null,null,null,12]
[null,"2012-12-13",18,"Hverdag","Vinter",6052.2999999999993,3515.1000000000004,null,null,null,null,null,null,null,12]
[null,"2012-12-13",19,"Hverdag","Vinter",5835.8,3398.3999999999996,null,null,null,null,null,null,null,12]
[null,"2012-12-13",20,"Hverdag","Vinter",5498.3,3153.4,null,null,null,null,null,null,null,12]
[null,"2012-12-13",21,"Hverdag","Vinter",5164.6000000000004,2917.3,null,null,null,null,null,null,null,12]
[null,"2012-12-13",22,"Hverdag","Vinter",4817.3999999999996,2666.3999999999996,null,null,null,null,null,null,null,12]
[null,"2012-12-13",23,"Hverdag","Vinter",4394.2,2339.1999999999998,null,null,null,null,null,null,null,12]
[null,"2012-12-13",24,"Hverdag","Vinter",3968.3,1988.6999999999998,null,null,null,null,null,null,null,12]
[null,"2012-12-14",1,"Hverdag","Vinter",3690.8999999999996,1766.7,null,null,null,null,null,null,null,12]
[null,"2012-12-14",2,"Hverdag","Vinter",3539.9,1651.1,null,null,null,null,null,null,null,12]
[null,"2012-12-14",3,"Hverdag","Vinter",3480.9,1603.9,null,null,null,null,null,null,null,12]
[null,"2012-12-14",4,"Hverdag","Vinter",3484.8999999999996,1596.6,null,null,null,null,null,null,null,12]
[null,"2012-12-14",5,"Hverdag","Vinter",3573.3999999999996,1618.6,null,null,null,null,null,null,null,12]
[null,"2012-12-14",6,"Hverdag","Vinter",3861.1,1758.4,null,null,null,null,null,null,null,12]
[null,"2012-12-14",7,"Hverdag","Vinter",4600.6000000000004,2153.8000000000002,null,null,null,null,null,null,null,12]
[null,"2012-12-14",8,"Hverdag","Vinter",5436.7,2573.6999999999998,null,null,null,null,null,null,null,12]
[null,"2012-12-14",9,"Hverdag","Vinter",5702.6,2664.5,null,null,null,null,null,null,null,12]
[null,"2012-12-14",10,"Hverdag","Vinter",5647.7999999999993,2634.3,null,null,null,null,null,null,null,12]
[null,"2012-12-14",11,"Hverdag","Vinter",5670.6,2623.1000000000004,null,null,null,null,null,null,null,12]
[null,"2012-12-14",12,"Hverdag","Vinter",5576.5,2593.4,null,null,null,null,null,null,null,12]
[null,"2012-12-14",13,"Hverdag","Vinter",5385.9,2536.6999999999998,null,null,null,null,null,null,null,12]
[null,"2012-12-14",14,"Hverdag","Vinter",5263.8,2522.1000000000004,null,null,null,null,null,null,null,12]
[null,"2012-12-14",15,"Hverdag","Vinter",5158.2,2559.4,null,null,null,null,null,null,null,12]
[null,"2012-12-14",16,"Hverdag","Vinter",5181.2999999999993,2700,null,null,null,null,null,null,null,12]
[null,"2012-12-14",17,"Hverdag","Vinter",5506.2000000000007,3112.6,null,null,null,null,null,null,null,12]
[null,"2012-12-14",18,"Hverdag","Vinter",5757.1,3460,null,null,null,null,null,null,null,12]
[null,"2012-12-14",19,"Hverdag","Vinter",5554.6,3342.3,null,null,null,null,null,null,null,12]
[null,"2012-12-14",20,"Hverdag","Vinter",5183.1000000000004,3059.9,null,null,null,null,null,null,null,12]
[null,"2012-12-14",21,"Hverdag","Vinter",4845.1000000000004,2815.7,null,null,null,null,null,null,null,12]
[null,"2012-12-14",22,"Hverdag","Vinter",4603.2,2627.3,null,null,null,null,null,null,null,12]
[null,"2012-12-14",23,"Hverdag","Vinter",4265.1000000000004,2385.6999999999998,null,null,null,null,null,null,null,12]
[null,"2012-12-14",24,"Hverdag","Vinter",3936.8999999999996,2128.1,null,null,null,null,null,null,null,12]
[null,"2012-12-15",1,{"$f":"CHOOSE(WEEKDAY(B8541,2),$N$165,$N$166,$N$167,$N$168,$N$169,$N$170,$N$171)","v":"Weekend"},"Vinter",3720.2000000000003,1898.3000000000002,null,null,null,null,null,null,null,12]
[null,"2012-12-15",2,"Weekend","Vinter",3533.2999999999997,1744,null,null,null,null,null,null,null,12]
[null,"2012-12-15",3,"Weekend","Vinter",3433.7,1661.3,null,null,null,null,null,null,null,12]
[null,"2012-12-15",4,"Weekend","Vinter",3382.8999999999996,1619.2,null,null,null,null,null,null,null,12]
[null,"2012-12-15",5,"Weekend","Vinter",3368.1,1596.9,null,null,null,null,null,null,null,12]
[null,"2012-12-15",6,"Weekend","Vinter",3431.6,1622,null,null,null,null,null,null,null,12]
[null,"2012-12-15",7,"Weekend","Vinter",3635.2000000000003,1738.9,null,null,null,null,null,null,null,12]
[null,"2012-12-15",8,"Weekend","Vinter",3973.2,1987,null,null,null,null,null,null,null,12]
[null,"2012-12-15",9,"Weekend",{"$f":"IF(AND(O8549>=4,O8549<=9),\"Sommer\",\"Vinter\")","v":"Vinter"},4297.6000000000004,2320.1,null,null,null,null,null,null,null,{"$f":"MONTH(B8549)","v":12}]
[null,"2012-12-15",10,"Weekend","Vinter",4497.8999999999996,2518.6999999999998,null,null,null,null,null,null,null,12]
[null,"2012-12-15",11,"Weekend","Vinter",4635.8999999999996,2609.6999999999998,null,null,null,null,null,null,null,12]
[null,"2012-12-15",12,"Weekend","Vinter",4626.6000000000004,2613.3999999999996,null,null,null,null,null,null,null,12]
[null,"2012-12-15",13,"Weekend","Vinter",4537.6000000000004,2550.6999999999998,null,null,null,null,null,null,null,12]
[null,"2012-12-15",14,"Weekend","Vinter",4456.5,2483.3999999999996,null,null,null,null,null,null,null,12]
[null,"2012-12-15",15,"Weekend","Vinter",4451.5,2483.1999999999998,null,null,null,null,null,null,null,12]
[null,"2012-12-15",16,"Weekend","Vinter",4514.3,2561.1999999999998,null,null,null,null,null,null,null,12]
[null,"2012-12-15",17,"Weekend","Vinter",4860.2,2912.5,null,null,null,null,null,null,null,12]
[null,"2012-12-15",18,"Weekend","Vinter",5151.2000000000007,3245.3,null,null,null,null,null,null,null,12]
[null,"2012-12-15",19,"Weekend","Vinter",4985.3999999999996,3141.7,null,null,null,null,null,null,null,12]
[null,"2012-12-15",20,"Weekend","Vinter",4636.1000000000004,2850.7,null,null,null,null,null,null,null,12]
[null,"2012-12-15",21,"Weekend","Vinter",4309.6000000000004,2580.1999999999998,null,null,null,null,null,null,null,12]
[null,"2012-12-15",22,"Weekend","Vinter",4067.7,2395.1999999999998,null,null,null,null,null,null,null,12]
[null,"2012-12-15",23,"Weekend","Vinter",3808.1000000000004,2191,null,null,null,null,null,null,null,12]
[null,"2012-12-15",24,"Weekend","Vinter",3516.2,1952,null,null,null,null,null,null,null,12]
[null,"2012-12-16",1,"Weekend","Vinter",3277,1723.5,null,null,null,null,null,null,null,12]
[null,"2012-12-16",2,"Weekend","Vinter",3152.1,1571,null,null,null,null,null,null,null,12]
[null,"2012-12-16",3,"Weekend","Vinter",3067.1,1488.1999999999998,null,null,null,null,null,null,null,12]
[null,"2012-12-16",4,"Weekend","Vinter",3021,1445.7,null,null,null,null,null,null,null,12]
[null,"2012-12-16",5,"Weekend","Vinter",3021.5,1432.1999999999998,null,null,null,null,null,null,null,12]
[null,"2012-12-16",6,"Weekend","Vinter",3082.1000000000004,1463.4,null,null,null,null,null,null,null,12]
[null,"2012-12-16",7,"Weekend","Vinter",3267.1000000000004,1565.8,null,null,null,null,null,null,null,12]
[null,"2012-12-16",8,"Weekend","Vinter",3574,1774.1,null,null,null,null,null,null,null,12]
[null,"2012-12-16",9,"Weekend","Vinter",3929.1000000000004,2096.6,null,null,null,null,null,null,null,12]
[null,"2012-12-16",10,"Weekend","Vinter",4141.1000000000004,2318.3000000000002,null,null,null,null,null,null,null,12]
[null,"2012-12-16",11,"Weekend","Vinter",4285.7,2435.1,null,null,null,null,null,null,null,12]
[null,"2012-12-16",12,"Weekend","Vinter",4356,2464.4,null,null,null,null,null,null,null,12]
[null,"2012-12-16",13,"Weekend","Vinter",4311.6000000000004,2414.3000000000002,null,null,null,null,null,null,null,12]
[null,"2012-12-16",14,"Weekend","Vinter",4219.2999999999993,2372.6999999999998,null,null,null,null,null,null,null,12]
[null,"2012-12-16",15,"Weekend","Vinter",4243.3,2389.8000000000002,null,null,null,null,null,null,null,12]
[null,"2012-12-16",16,"Weekend","Vinter",4333.3,2472,null,null,null,null,null,null,null,12]
[null,"2012-12-16",17,"Weekend","Vinter",4692.3999999999996,2812.3,null,null,null,null,null,null,null,12]
[null,"2012-12-16",18,"Weekend","Vinter",5058.1000000000004,3182.1,null,null,null,null,null,null,null,12]
[null,"2012-12-16",19,"Weekend","Vinter",4978.8999999999996,3111.6,null,null,null,null,null,null,null,12]
[null,"2012-12-16",20,"Weekend","Vinter",4735.8999999999996,2899.5,null,null,null,null,null,null,null,12]
[null,"2012-12-16",21,"Weekend","Vinter",4439.5,2653.8,null,null,null,null,null,null,null,12]
[null,"2012-12-16",22,"Weekend","Vinter",4135.7,2394.1999999999998,null,null,null,null,null,null,null,12]
[null,"2012-12-16",23,"Weekend","Vinter",3787.2,2077.9,null,null,null,null,null,null,null,12]
[null,"2012-12-16",24,"Weekend","Vinter",3428.1,1755.3000000000002,null,null,null,null,null,null,null,12]
[null,"2012-12-17",1,"Hverdag","Vinter",3187,1523.6999999999998,null,null,null,null,null,null,null,12]
[null,"2012-12-17",2,"Hverdag","Vinter",3091.8,1407.5,null,null,null,null,null,null,null,12]
[null,"2012-12-17",3,"Hverdag","Vinter",3045,1364.1999999999998,null,null,null,null,null,null,null,12]
[null,"2012-12-17",4,"Hverdag","Vinter",3069.1000000000004,1351.2,null,null,null,null,null,null,null,12]
[null,"2012-12-17",5,"Hverdag","Vinter",3134.5,1373.2,null,null,null,null,null,null,null,12]
[null,"2012-12-17",6,"Hverdag","Vinter",3416.8999999999996,1503.3000000000002,null,null,null,null,null,null,null,12]
[null,"2012-12-17",7,"Hverdag","Vinter",4231.2999999999993,1896.2,null,null,null,null,null,null,null,12]
[null,"2012-12-17",8,"Hverdag","Vinter",5125.1000000000004,2307.6999999999998,null,null,null,null,null,null,null,12]
[null,"2012-12-17",9,"Hverdag","Vinter",5459.2000000000007,2428.4,null,null,null,null,null,null,null,12]
[null,"2012-12-17",10,"Hverdag","Vinter",5434.1,2398.1999999999998,null,null,null,null,null,null,null,12]
[null,"2012-12-17",11,"Hverdag","Vinter",5465.6,2388.1,null,null,null,null,null,null,null,12]
[null,"2012-12-17",12,"Hverdag","Vinter",5412.2999999999993,2366.9,null,null,null,null,null,null,null,12]
[null,"2012-12-17",13,"Hverdag","Vinter",5310.1,2325.6000000000004,null,null,null,null,null,null,null,12]
[null,"2012-12-17",14,"Hverdag","Vinter",5326.2999999999993,2322.6,null,null,null,null,null,null,null,12]
[null,"2012-12-17",15,"Hverdag","Vinter",5304.2,2371.5,null,null,null,null,null,null,null,12]
[null,"2012-12-17",16,"Hverdag","Vinter",5272.3,2503.6999999999998,null,null,null,null,null,null,null,12]
[null,"2012-12-17",17,{"$f":"CHOOSE(WEEKDAY(B8605,2),$N$165,$N$166,$N$167,$N$168,$N$169,$N$170,$N$171)","v":"Hverdag"},"Vinter",5496.2,2885.2,null,null,null,null,null,null,null,12]
[null,"2012-12-17",18,"Hverdag","Vinter",5790.1,3307.3,null,null,null,null,null,null,null,12]
[null,"2012-12-17",19,"Hverdag","Vinter",5568.8,3192.2,null,null,null,null,null,null,null,12]
[null,"2012-12-17",20,"Hverdag","Vinter",5218.2000000000007,2923,null,null,null,null,null,null,null,12]
[null,"2012-12-17",21,"Hverdag","Vinter",4853.1000000000004,2654.6,null,null,null,null,null,null,null,12]
[null,"2012-12-17",22,"Hverdag","Vinter",4506.2,2413.1000000000004,null,null,null,null,null,null,null,12]
[null,"2012-12-17",23,"Hverdag","Vinter",4097,2103.3000000000002,null,null,null,null,null,null,null,12]
[null,"2012-12-17",24,"Hverdag","Vinter",3642,1754.1,null,null,null,null,null,null,null,12]
[null,"2012-12-18",1,"Hverdag",{"$f":"IF(AND(O8613>=4,O8613<=9),\"Sommer\",\"Vinter\")","v":"Vinter"},3362.5,1519.8,null,null,null,null,null,null,null,{"$f":"MONTH(B8613)","v":12}]
[null,"2012-12-18",2,"Hverdag","Vinter",3213.2,1400.9,null,null,null,null,null,null,null,12]
[null,"2012-12-18",3,"Hverdag","Vinter",3131.8,1351.7,null,null,null,null,null,null,null,12]
[null,"2012-12-18",4,"Hverdag","Vinter",3181,1342.8000000000002,null,null,null,null,null,null,null,12]
[null,"2012-12-18",5,"Hverdag","Vinter",3227.3,1364.6,null,null,null,null,null,null,null,12]
[null,"2012-12-18",6,"Hverdag","Vinter",3502.1,1498.4,null,null,null,null,null,null,null,12]
[null,"2012-12-18",7,"Hverdag","Vinter",4309.3999999999996,1899.6999999999998,null,null,null,null,null,null,null,12]
[null,"2012-12-18",8,"Hverdag","Vinter",5170.8,2314.5,null,null,null,null,null,null,null,12]
[null,"2012-12-18",9,"Hverdag","Vinter",5514.7000000000007,2446.4,null,null,null,null,null,null,null,12]
[null,"2012-12-18",10,"Hverdag","Vinter",5462.3,2407.1999999999998,null,null,null,null,null,null,null,12]
[null,"2012-12-18",11,"Hverdag","Vinter",5500.8,2407.6999999999998,null,null,null,null,null,null,null,12]
[null,"2012-12-18",12,"Hverdag","Vinter",5471.2999999999993,2394.8000000000002,null,null,null,null,null,null,null,12]
[null,"2012-12-18",13,"Hverdag","Vinter",5383.7,2359.6,null,null,null,null,null,null,null,12]
[null,"2012-12-18",14,"Hverdag","Vinter",5393.7999999999993,2369.8000000000002,null,null,null,null,null,null,null,12]
[null,"2012-12-18",15,"Hverdag","Vinter",5343.3,2418,null,null,null,null,null,null,null,12]
[null,"2012-12-18",16,"Hverdag","Vinter",5311.6,2551.9,null,null,null,null,null,null,null,12]
[null,"2012-12-18",17,"Hverdag","Vinter",5504,2901.8,null,null,null,null,null,null,null,12]
[null,"2012-12-18",18,"Hverdag","Vinter",5778.2000000000007,3307.3,null,null,null,null,null,null,null,12]
[null,"2012-12-18",19,"Hverdag","Vinter",5578.1,3200,null,null,null,null,null,null,null,12]
[null,"2012-12-18",20,"Hverdag","Vinter",5230.3999999999996,2941.6,null,null,null,null,null,null,null,12]
[null,"2012-12-18",21,"Hverdag","Vinter",4880.3,2692,null,null,null,null,null,null,null,12]
[null,"2012-12-18",22,"Hverdag","Vinter",4539.2,2456.1000000000004,null,null,null,null,null,null,null,12]
[null,"2012-12-18",23,"Hverdag","Vinter",4152.2,2145.6999999999998,null,null,null,null,null,null,null,12]
[null,"2012-12-18",24,"Hverdag","Vinter",3725,1801.9,null,null,null,null,null,null,null,12]
[null,"2012-12-19",1,"Hverdag","Vinter",3393.2,1569.5,null,null,null,null,null,null,null,12]
[null,"2012-12-19",2,"Hverdag","Vinter",3233,1448.3000000000002,null,null,null,null,null,null,null,12]
[null,"2012-12-19",3,"Hverdag","Vinter",3177.2,1399.8,null,null,null,null,null,null,null,12]
[null,"2012-12-19",4,"Hverdag","Vinter",3193.8,1386.9,null,null,null,null,null,null,null,12]
[null,"2012-12-19",5,"Hverdag","Vinter",3278.2,1417.7,null,null,null,null,null,null,null,12]
[null,"2012-12-19",6,"Hverdag","Vinter",3559.2,1556.5,null,null,null,null,null,null,null,12]
[null,"2012-12-19",7,"Hverdag","Vinter",4348.3,1950.3,null,null,null,null,null,null,null,12]
[null,"2012-12-19",8,"Hverdag","Vinter",5211.3,2371.1000000000004,null,null,null,null,null,null,null,12]
[null,"2012-12-19",9,"Hverdag","Vinter",5503.9,2487,null,null,null,null,null,null,null,12]
[null,"2012-12-19",10,"Hverdag","Vinter",5466.2,2449.1999999999998,null,null,null,null,null,null,null,12]
[null,"2012-12-19",11,"Hverdag","Vinter",5485.9,2441.1,null,null,null,null,null,null,null,12]
[null,"2012-12-19",12,"Hverdag","Vinter",5436.7000000000007,2420,null,null,null,null,null,null,null,12]
[null,"2012-12-19",13,"Hverdag","Vinter",5319.9,2369.6,null,null,null,null,null,null,null,12]
[null,"2012-12-19",14,"Hverdag","Vinter",5319.6,2368.4,null,null,null,null,null,null,null,12]
[null,"2012-12-19",15,"Hverdag","Vinter",5244.9,2404.3999999999996,null,null,null,null,null,null,null,12]
[null,"2012-12-19",16,"Hverdag","Vinter",5205.5,2518.4,null,null,null,null,null,null,null,12]
[null,"2012-12-19",17,"Hverdag","Vinter",5459.7999999999993,2904.2,null,null,null,null,null,null,null,12]
[null,"2012-12-19",18,"Hverdag","Vinter",5740.7,3308.5,null,null,null,null,null,null,null,12]
[null,"2012-12-19",19,"Hverdag","Vinter",5570.5,3225.1000000000004,null,null,null,null,null,null,null,12]
[null,"2012-12-19",20,"Hverdag","Vinter",5227.3999999999996,2975.6,null,null,null,null,null,null,null,12]
[null,"2012-12-19",21,"Hverdag","Vinter",4869.5,2731.1,null,null,null,null,null,null,null,12]
[null,"2012-12-19",22,"Hverdag","Vinter",4539.2,2497.8000000000002,null,null,null,null,null,null,null,12]
[null,"2012-12-19",23,"Hverdag","Vinter",4144.2,2189.8999999999996,null,null,null,null,null,null,null,12]
[null,"2012-12-19",24,"Hverdag","Vinter",3744,1851.2,null,null,null,null,null,null,null,12]
[null,"2012-12-20",1,"Hverdag","Vinter",3405.3,1608.7,null,null,null,null,null,null,null,12]
[null,"2012-12-20",2,"Hverdag","Vinter",3252.4,1482.8,null,null,null,null,null,null,null,12]
[null,"2012-12-20",3,"Hverdag","Vinter",3222.5,1431.6,null,null,null,null,null,null,null,12]
[null,"2012-12-20",4,"Hverdag","Vinter",3212.1,1417.2,null,null,null,null,null,null,null,12]
[null,"2012-12-20",5,"Hverdag","Vinter",3295.1,1450.3,null,null,null,null,null,null,null,12]
[null,"2012-12-20",6,"Hverdag","Vinter",3557.7000000000003,1577.6,null,null,null,null,null,null,null,12]
[null,"2012-12-20",7,"Hverdag","Vinter",4254.2,1955.1,null,null,null,null,null,null,null,12]
[null,"2012-12-20",8,"Hverdag","Vinter",5155.7,2380.3000000000002,null,null,null,null,null,null,null,12]
[null,"2012-12-20",9,{"$f":"CHOOSE(WEEKDAY(B8669,2),$N$165,$N$166,$N$167,$N$168,$N$169,$N$170,$N$171)","v":"Hverdag"},"Vinter",5472.2999999999993,2517.6999999999998,null,null,null,null,null,null,null,12]
[null,"2012-12-20",10,"Hverdag","Vinter",5445.2,2504.5,null,null,null,null,null,null,null,12]
[null,"2012-12-20",11,"Hverdag","Vinter",5478.3,2499,null,null,null,null,null,null,null,12]
[null,"2012-12-20",12,"Hverdag","Vinter",5406.8,2481.8000000000002,null,null,null,null,null,null,null,12]
[null,"2012-12-20",13,"Hverdag","Vinter",5264.1,2430.9,null,null,null,null,null,null,null,12]
[null,"2012-12-20",14,"Hverdag","Vinter",5252.9,2423,null,null,null,null,null,null,null,12]
[null,"2012-12-20",15,"Hverdag","Vinter",5204.2000000000007,2452.1999999999998,null,null,null,null,null,null,null,12]
[null,"2012-12-20",16,"Hverdag","Vinter",5159.7999999999993,2562.1999999999998,null,null,null,null,null,null,null,12]
[null,"2012-12-20",17,"Hverdag",{"$f":"IF(AND(O8677>=4,O8677<=9),\"Sommer\",\"Vinter\")","v":"Vinter"},5415.4,2938.1,null,null,null,null,null,null,null,{"$f":"MONTH(B8677)","v":12}]
[null,"2012-12-20",18,"Hverdag","Vinter",5671.6,3319.5,null,null,null,null,null,null,null,12]
[null,"2012-12-20",19,"Hverdag","Vinter",5491.5,3258.2,null,null,null,null,null,null,null,12]
[null,"2012-12-20",20,"Hverdag","Vinter",5159.5,3012,null,null,null,null,null,null,null,12]
[null,"2012-12-20",21,"Hverdag","Vinter",4825.7000000000007,2771.7,null,null,null,null,null,null,null,12]
[null,"2012-12-20",22,"Hverdag","Vinter",4519.1000000000004,2547,null,null,null,null,null,null,null,12]
[null,"2012-12-20",23,"Hverdag","Vinter",4134,2255.8000000000002,null,null,null,null,null,null,null,12]
[null,"2012-12-20",24,"Hverdag","Vinter",3772.2,1922.3000000000002,null,null,null,null,null,null,null,12]
[null,"2012-12-21",1,"Hverdag","Vinter",3517.7,1683.6,null,null,null,null,null,null,null,12]
[null,"2012-12-21",2,"Hverdag","Vinter",3366,1555.4,null,null,null,null,null,null,null,12]
[null,"2012-12-21",3,"Hverdag","Vinter",3310.6,1498.7,null,null,null,null,null,null,null,12]
[null,"2012-12-21",4,"Hverdag","Vinter",3314.3,1485,null,null,null,null,null,null,null,12]
[null,"2012-12-21",5,"Hverdag","Vinter",3396.3,1508,null,null,null,null,null,null,null,12]
[null,"2012-12-21",6,"Hverdag","Vinter",3622.6,1632,null,null,null,null,null,null,null,12]
[null,"2012-12-21",7,"Hverdag","Vinter",4231.8999999999996,1977.6,null,null,null,null,null,null,null,12]
[null,"2012-12-21",8,"Hverdag","Vinter",4982.5,2390.6999999999998,null,null,null,null,null,null,null,12]
[null,"2012-12-21",9,"Hverdag","Vinter",5341,2567.1000000000004,null,null,null,null,null,null,null,12]
[null,"2012-12-21",10,"Hverdag","Vinter",5298.5,2569,null,null,null,null,null,null,null,12]
[null,"2012-12-21",11,"Hverdag","Vinter",5301.4,2566.5,null,null,null,null,null,null,null,12]
[null,"2012-12-21",12,"Hverdag","Vinter",5162.6000000000004,2514,null,null,null,null,null,null,null,12]
[null,"2012-12-21",13,"Hverdag","Vinter",4974.2,2446.1,null,null,null,null,null,null,null,12]
[null,"2012-12-21",14,"Hverdag","Vinter",4839.7,2423.9,null,null,null,null,null,null,null,12]
[null,"2012-12-21",15,"Hverdag","Vinter",4771.2,2459.3999999999996,null,null,null,null,null,null,null,12]
[null,"2012-12-21",16,"Hverdag","Vinter",4823.8,2600.5,null,null,null,null,null,null,null,12]
[null,"2012-12-21",17,"Hverdag","Vinter",5135.5,2967.8999999999996,null,null,null,null,null,null,null,12]
[null,"2012-12-21",18,"Hverdag","Vinter",5401.7,3315.2,null,null,null,null,null,null,null,12]
[null,"2012-12-21",19,"Hverdag","Vinter",5247.1,3246,null,null,null,null,null,null,null,12]
[null,"2012-12-21",20,"Hverdag","Vinter",4884.1000000000004,2969.6,null,null,null,null,null,null,null,12]
[null,"2012-12-21",21,"Hverdag","Vinter",4540.7999999999993,2720.8,null,null,null,null,null,null,null,12]
[null,"2012-12-21",22,"Hverdag","Vinter",4256.6000000000004,2526.5,null,null,null,null,null,null,null,12]
[null,"2012-12-21",23,"Hverdag","Vinter",3962.6,2282.6,null,null,null,null,null,null,null,12]
[null,"2012-12-21",24,"Hverdag","Vinter",3630.8999999999996,2015.2,null,null,null,null,null,null,null,12]
[null,"2012-12-22",1,"Weekend","Vinter",3373.4,1790.8,null,null,null,null,null,null,null,12]
[null,"2012-12-22",2,"Weekend","Vinter",3249.1000000000004,1636.5,null,null,null,null,null,null,null,12]
[null,"2012-12-22",3,"Weekend","Vinter",3168.1,1556.9,null,null,null,null,null,null,null,12]
[null,"2012-12-22",4,"Weekend","Vinter",3145.4,1525.6,null,null,null,null,null,null,null,12]
[null,"2012-12-22",5,"Weekend","Vinter",3154.2,1523.3,null,null,null,null,null,null,null,12]
[null,"2012-12-22",6,"Weekend","Vinter",3250.3,1566.3,null,null,null,null,null,null,null,12]
[null,"2012-12-22",7,"Weekend","Vinter",3477.7,1700.7,null,null,null,null,null,null,null,12]
[null,"2012-12-22",8,"Weekend","Vinter",3828.5,1963.3000000000002,null,null,null,null,null,null,null,12]
[null,"2012-12-22",9,"Weekend","Vinter",4173.2000000000007,2316.1999999999998,null,null,null,null,null,null,null,12]
[null,"2012-12-22",10,"Weekend","Vinter",4430,2548.5,null,null,null,null,null,null,null,12]
[null,"2012-12-22",11,"Weekend","Vinter",4560.1000000000004,2647.1000000000004,null,null,null,null,null,null,null,12]
[null,"2012-12-22",12,"Weekend","Vinter",4540.7999999999993,2642.8,null,null,null,null,null,null,null,12]
[null,"2012-12-22",13,"Weekend","Vinter",4491.7999999999993,2606.8000000000002,null,null,null,null,null,null,null,12]
[null,"2012-12-22",14,"Weekend","Vinter",4434.3999999999996,2578.8999999999996,null,null,null,null,null,null,null,12]
[null,"2012-12-22",15,"Weekend","Vinter",4453.7,2605.3000000000002,null,null,null,null,null,null,null,12]
[null,"2012-12-22",16,"Weekend","Vinter",4574.7,2718.1000000000004,null,null,null,null,null,null,null,12]
[null,"2012-12-22",17,"Weekend","Vinter",4898.3999999999996,3038.7,null,null,null,null,null,null,null,12]
[null,"2012-12-22",18,"Weekend","Vinter",5188,3382.1000000000004,null,null,null,null,null,null,null,12]
[null,"2012-12-22",19,"Weekend","Vinter",5097.1000000000004,3337.8,null,null,null,null,null,null,null,12]
[null,"2012-12-22",20,"Weekend","Vinter",4775.1000000000004,3065.3,null,null,null,null,null,null,null,12]
[null,"2012-12-22",21,"Weekend","Vinter",4472.8999999999996,2798.2,null,null,null,null,null,null,null,12]
[null,"2012-12-22",22,"Weekend","Vinter",4277.2999999999993,2609.8999999999996,null,null,null,null,null,null,null,12]
[null,"2012-12-22",23,"Weekend","Vinter",4030.4,2409.8000000000002,null,null,null,null,null,null,null,12]
[null,"2012-12-22",24,"Weekend","Vinter",3729.4,2152.3000000000002,null,null,null,null,null,null,null,12]
[null,"2012-12-23",1,{"$f":"CHOOSE(WEEKDAY(B8733,2),$N$165,$N$166,$N$167,$N$168,$N$169,$N$170,$N$171)","v":"Weekend"},"Vinter",3472.2,1911.6,null,null,null,null,null,null,null,12]
[null,"2012-12-23",2,"Weekend","Vinter",3286.6,1732.3000000000002,null,null,null,null,null,null,null,12]
[null,"2012-12-23",3,"Weekend","Vinter",3222.6,1644.8000000000002,null,null,null,null,null,null,null,12]
[null,"2012-12-23",4,"Weekend","Vinter",3205.5,1613.3,null,null,null,null,null,null,null,12]
[null,"2012-12-23",5,"Weekend","Vinter",3220.1,1613.5,null,null,null,null,null,null,null,12]
[null,"2012-12-23",6,"Weekend","Vinter",3296.2,1653.8,null,null,null,null,null,null,null,12]
[null,"2012-12-23",7,"Weekend","Vinter",3499.3,1780.3,null,null,null,null,null,null,null,12]
[null,"2012-12-23",8,"Weekend","Vinter",3838.2,2023.9,null,null,null,null,null,null,null,12]
[null,"2012-12-23",9,"Weekend",{"$f":"IF(AND(O8741>=4,O8741<=9),\"Sommer\",\"Vinter\")","v":"Vinter"},4269.5,2403.6,null,null,null,null,null,null,null,{"$f":"MONTH(B8741)","v":12}]
[null,"2012-12-23",10,"Weekend","Vinter",4565.3,2698,null,null,null,null,null,null,null,12]
[null,"2012-12-23",11,"Weekend","Vinter",4748.6000000000004,2860.6000000000004,null,null,null,null,null,null,null,12]
[null,"2012-12-23",12,"Weekend","Vinter",4826.7,2936.2,null,null,null,null,null,null,null,12]
[null,"2012-12-23",13,"Weekend","Vinter",4816.3999999999996,2936.1000000000004,null,null,null,null,null,null,null,12]
[null,"2012-12-23",14,"Weekend","Vinter",4787,2914.1,null,null,null,null,null,null,null,12]
[null,"2012-12-23",15,"Weekend","Vinter",4789.7,2929.8,null,null,null,null,null,null,null,12]
[null,"2012-12-23",16,"Weekend","Vinter",4848.2,2987.4,null,null,null,null,null,null,null,12]
[null,"2012-12-23",17,"Weekend","Vinter",5071,3232.1,null,null,null,null,null,null,null,12]
[null,"2012-12-23",18,"Weekend","Vinter",5288.7000000000007,3489.3999999999996,null,null,null,null,null,null,null,12]
[null,"2012-12-23",19,"Weekend","Vinter",5140.1000000000004,3383.8999999999996,null,null,null,null,null,null,null,12]
[null,"2012-12-23",20,"Weekend","Vinter",4805.7999999999993,3085.7,null,null,null,null,null,null,null,12]
[null,"2012-12-23",21,"Weekend","Vinter",4498.5,2831,null,null,null,null,null,null,null,12]
[null,"2012-12-23",22,"Weekend","Vinter",4248.6000000000004,2612.4,null,null,null,null,null,null,null,12]
[null,"2012-12-23",23,"Weekend","Vinter",3974,2378.6999999999998,null,null,null,null,null,null,null,12]
[null,"2012-12-23",24,"Weekend","Vinter",3694.2,2120.1,null,null,null,null,null,null,null,12]
[null,"2012-12-24",1,"Weekend","Vinter",3366.1,1840.8000000000002,null,null,null,null,null,null,null,12]
[null,"2012-12-24",2,"Weekend","Vinter",3139.3,1636.2,null,null,null,null,null,null,null,12]
[null,"2012-12-24",3,"Weekend","Vinter",3026.5,1521.6,null,null,null,null,null,null,null,12]
[null,"2012-12-24",4,"Weekend","Vinter",2993.6,1480.9,null,null,null,null,null,null,null,12]
[null,"2012-12-24",5,"Weekend","Vinter",2998.8,1476.9,null,null,null,null,null,null,null,12]
[null,"2012-12-24",6,"Weekend","Vinter",3076,1515.5,null,null,null,null,null,null,null,12]
[null,"2012-12-24",7,"Weekend","Vinter",3257.2,1630.8000000000002,null,null,null,null,null,null,null,12]
[null,"2012-12-24",8,"Weekend","Vinter",3586.9,1869,null,null,null,null,null,null,null,12]
[null,"2012-12-24",9,"Weekend","Vinter",3948,2248.6,null,null,null,null,null,null,null,12]
[null,"2012-12-24",10,"Weekend","Vinter",4131.2,2491.8999999999996,null,null,null,null,null,null,null,12]
[null,"2012-12-24",11,"Weekend","Vinter",4174.6000000000004,2571.5,null,null,null,null,null,null,null,12]
[null,"2012-12-24",12,"Weekend","Vinter",4172.2,2601.6999999999998,null,null,null,null,null,null,null,12]
[null,"2012-12-24",13,"Weekend","Vinter",4146.6000000000004,2603.3000000000002,null,null,null,null,null,null,null,12]
[null,"2012-12-24",14,"Weekend","Vinter",4173,2633.7,null,null,null,null,null,null,null,12]
[null,"2012-12-24",15,"Weekend","Vinter",4315.7999999999993,2780,null,null,null,null,null,null,null,12]
[null,"2012-12-24",16,"Weekend","Vinter",4514.8999999999996,2993.7,null,null,null,null,null,null,null,12]
[null,"2012-12-24",17,"Weekend","Vinter",4837,3322,null,null,null,null,null,null,null,12]
[null,"2012-12-24",18,"Weekend","Vinter",5067.5,3589.7,null,null,null,null,null,null,null,12]
[null,"2012-12-24",19,"Weekend","Vinter",4275.8999999999996,2829.5,null,null,null,null,null,null,null,12]
[null,"2012-12-24",20,"Weekend","Vinter",3890,2433,null,null,null,null,null,null,null,12]
[null,"2012-12-24",21,"Weekend","Vinter",3809.2,2349.5,null,null,null,null,null,null,null,12]
[null,"2012-12-24",22,"Weekend","Vinter",3780.3,2225.8000000000002,null,null,null,null,null,null,null,12]
[null,"2012-12-24",23,"Weekend","Vinter",3696.8999999999996,2137.9,null,null,null,null,null,null,null,12]
[null,"2012-12-24",24,"Weekend","Vinter",3611.3,2073.9,null,null,null,null,null,null,null,12]
[null,"2012-12-25",1,"Weekend","Vinter",3517.6,1936.1,null,null,null,null,null,null,null,12]
[null,"2012-12-25",2,"Weekend","Vinter",3188.3999999999996,1712.3,null,null,null,null,null,null,null,12]
[null,"2012-12-25",3,"Weekend","Vinter",3080.6,1540.9,null,null,null,null,null,null,null,12]
[null,"2012-12-25",4,"Weekend","Vinter",3053.3,1468.8,null,null,null,null,null,null,null,12]
[null,"2012-12-25",5,"Weekend","Vinter",2918.8,1439.5,null,null,null,null,null,null,null,12]
[null,"2012-12-25",6,"Weekend","Vinter",2963.5,1463.9,null,null,null,null,null,null,null,12]
[null,"2012-12-25",7,"Weekend","Vinter",3081.6,1528.8,null,null,null,null,null,null,null,12]
[null,"2012-12-25",8,"Weekend","Vinter",3245.3,1653.2,null,null,null,null,null,null,null,12]
[null,"2012-12-25",9,"Weekend","Vinter",3487.1,1874.3,null,null,null,null,null,null,null,12]
[null,"2012-12-25",10,"Weekend","Vinter",3716,2142.9,null,null,null,null,null,null,null,12]
[null,"2012-12-25",11,"Weekend","Vinter",3907.5,2317,null,null,null,null,null,null,null,12]
[null,"2012-12-25",12,"Weekend","Vinter",4001.2,2412.6999999999998,null,null,null,null,null,null,null,12]
[null,"2012-12-25",13,"Weekend","Vinter",3960.3999999999996,2390.3999999999996,null,null,null,null,null,null,null,12]
[null,"2012-12-25",14,"Weekend","Vinter",3855.1,2290.5,null,null,null,null,null,null,null,12]
[null,"2012-12-25",15,"Weekend","Vinter",3799.7000000000003,2242.6,null,null,null,null,null,null,null,12]
[null,"2012-12-25",16,"Weekend","Vinter",3863.1,2299.8000000000002,null,null,null,null,null,null,null,12]
[null,"2012-12-25",17,"Weekend","Vinter",4121.6000000000004,2533.6999999999998,null,null,null,null,null,null,null,12]
[null,"2012-12-25",18,"Weekend","Vinter",4319.6000000000004,2765.1000000000004,null,null,null,null,null,null,null,12]
[null,"2012-12-25",19,"Weekend","Vinter",4266.3999999999996,2741.9,null,null,null,null,null,null,null,12]
[null,"2012-12-25",20,"Weekend","Vinter",4111.2999999999993,2598,null,null,null,null,null,null,null,12]
[null,"2012-12-25",21,"Weekend","Vinter",3930.5,2427.9,null,null,null,null,null,null,null,12]
[null,"2012-12-25",22,"Weekend","Vinter",3726.7,2268.6999999999998,null,null,null,null,null,null,null,12]
[null,"2012-12-25",23,"Weekend","Vinter",3528.6000000000004,2091.6999999999998,null,null,null,null,null,null,null,12]
[null,"2012-12-25",24,"Weekend","Vinter",3309.2,1875.8,null,null,null,null,null,null,null,12]
[null,"2012-12-26",1,"Weekend",{"$f":"IF(AND(O8805>=4,O8805<=9),\"Sommer\",\"Vinter\")","v":"Vinter"},3102.2,1644.3,null,null,null,null,null,null,null,{"$f":"MONTH(B8805)","v":12}]
[null,"2012-12-26",2,"Weekend","Vinter",2935.3999999999996,1487,null,null,null,null,null,null,null,12]
[null,"2012-12-26",3,"Weekend","Vinter",2858.5,1405.2,null,null,null,null,null,null,null,12]
[null,"2012-12-26",4,"Weekend","Vinter",2874.6,1376.4,null,null,null,null,null,null,null,12]
[null,"2012-12-26",5,"Weekend","Vinter",2890,1368.7,null,null,null,null,null,null,null,12]
[null,"2012-12-26",6,"Weekend","Vinter",2976.7,1411.9,null,null,null,null,null,null,null,12]
[null,"2012-12-26",7,"Weekend","Vinter",3160.4,1504.9,null,null,null,null,null,null,null,12]
[null,"2012-12-26",8,"Weekend","Vinter",3386.6000000000004,1663.3,null,null,null,null,null,null,null,12]
[null,"2012-12-26",9,"Weekend","Vinter",3673.8,1946.9,null,null,null,null,null,null,null,12]
[null,"2012-12-26",10,"Weekend","Vinter",3884.2000000000003,2199.8000000000002,null,null,null,null,null,null,null,12]
[null,"2012-12-26",11,"Weekend","Vinter",4020.4,2359.1,null,null,null,null,null,null,null,12]
[null,"2012-12-26",12,"Weekend","Vinter",4050.3,2410.6,null,null,null,null,null,null,null,12]
[null,"2012-12-26",13,"Weekend","Vinter",3976.4,2337.3000000000002,null,null,null,null,null,null,null,12]
[null,"2012-12-26",14,"Weekend","Vinter",3838.1,2210.1999999999998,null,null,null,null,null,null,null,12]
[null,"2012-12-26",15,"Weekend","Vinter",3842.5,2164.5,null,null,null,null,null,null,null,12]
[null,"2012-12-26",16,"Weekend","Vinter",3887.8,2216.9,null,null,null,null,null,null,null,12]
[null,"2012-12-26",17,"Weekend","Vinter",4152.3,2483.6,null,null,null,null,null,null,null,12]
[null,"2012-12-26",18,"Weekend","Vinter",4380.6000000000004,2718.3999999999996,null,null,null,null,null,null,null,12]
[null,"2012-12-26",19,"Weekend","Vinter",4287.8999999999996,2711.1000000000004,null,null,null,null,null,null,null,12]
[null,"2012-12-26",20,"Weekend","Vinter",4138.2,2591,null,null,null,null,null,null,null,12]
[null,"2012-12-26",21,"Weekend","Vinter",3982.2,2453.6000000000004,null,null,null,null,null,null,null,12]
[null,"2012-12-26",22,"Weekend","Vinter",3804.1,2298.1,null,null,null,null,null,null,null,12]
[null,"2012-12-26",23,"Weekend","Vinter",3560.3,2087.9,null,null,null,null,null,null,null,12]
[null,"2012-12-26",24,"Weekend","Vinter",3304.4,1846.2,null,null,null,null,null,null,null,12]
[null,"2012-12-27",1,{"$f":"CHOOSE(WEEKDAY(B8829,2),$N$165,$N$166,$N$167,$N$168,$N$169,$N$170,$N$171)","v":"Hverdag"},"Vinter",3076.5,1609.1,null,null,null,null,null,null,null,12]
[null,"2012-12-27",2,"Hverdag","Vinter",2915.8999999999996,1456.9,null,null,null,null,null,null,null,12]
[null,"2012-12-27",3,"Hverdag","Vinter",2827.9,1372.9,null,null,null,null,null,null,null,12]
[null,"2012-12-27",4,"Hverdag","Vinter",2820.7,1348.5,null,null,null,null,null,null,null,12]
[null,"2012-12-27",5,"Hverdag","Vinter",2861.3999999999996,1353.6,null,null,null,null,null,null,null,12]
[null,"2012-12-27",6,"Hverdag","Vinter",3023.7,1416.2,null,null,null,null,null,null,null,12]
[null,"2012-12-27",7,"Hverdag","Vinter",3368.8999999999996,1566.1,null,null,null,null,null,null,null,12]
[null,"2012-12-27",8,"Hverdag","Vinter",3851.1,1812.8000000000002,null,null,null,null,null,null,null,12]
[null,"2012-12-27",9,"Hverdag","Vinter",4255.8999999999996,2114.3999999999996,null,null,null,null,null,null,null,12]
[null,"2012-12-27",10,"Hverdag","Vinter",4446.8,2313.8000000000002,null,null,null,null,null,null,null,12]
[null,"2012-12-27",11,"Hverdag","Vinter",4576.3999999999996,2416.6999999999998,null,null,null,null,null,null,null,12]
[null,"2012-12-27",12,"Hverdag","Vinter",4580,2431.5,null,null,null,null,null,null,null,12]
[null,"2012-12-27",13,"Hverdag","Vinter",4505.6000000000004,2376.6999999999998,null,null,null,null,null,null,null,12]
[null,"2012-12-27",14,"Hverdag","Vinter",4392.6000000000004,2319.5,null,null,null,null,null,null,null,12]
[null,"2012-12-27",15,"Hverdag","Vinter",4335.5,2319.8999999999996,null,null,null,null,null,null,null,12]
[null,"2012-12-27",16,"Hverdag","Vinter",4401.7,2390.8000000000002,null,null,null,null,null,null,null,12]
[null,"2012-12-27",17,"Hverdag","Vinter",4760.7999999999993,2758,null,null,null,null,null,null,null,12]
[null,"2012-12-27",18,"Hverdag","Vinter",5085.8999999999996,3148,null,null,null,null,null,null,null,12]
[null,"2012-12-27",19,"Hverdag","Vinter",4993.3999999999996,3120.5,null,null,null,null,null,null,null,12]
[null,"2012-12-27",20,"Hverdag","Vinter",4721.1000000000004,2898.8,null,null,null,null,null,null,null,12]
[null,"2012-12-27",21,"Hverdag","Vinter",4380.1000000000004,2676.5,null,null,null,null,null,null,null,12]
[null,"2012-12-27",22,"Hverdag","Vinter",4084.8,2474.9,null,null,null,null,null,null,null,12]
[null,"2012-12-27",23,"Hverdag","Vinter",3806.1,2249.4,null,null,null,null,null,null,null,12]
[null,"2012-12-27",24,"Hverdag","Vinter",3583.5,1998.5,null,null,null,null,null,null,null,12]
[null,"2012-12-28",1,"Hverdag","Vinter",3315.7,1753.4,null,null,null,null,null,null,null,12]
[null,"2012-12-28",2,"Hverdag","Vinter",3152.1,1601.1999999999998,null,null,null,null,null,null,null,12]
[null,"2012-12-28",3,"Hverdag","Vinter",3067.8999999999996,1517.8000000000002,null,null,null,null,null,null,null,12]
[null,"2012-12-28",4,"Hverdag","Vinter",3049.7,1484.8000000000002,null,null,null,null,null,null,null,12]
[null,"2012-12-28",5,"Hverdag","Vinter",3084.3,1487.7,null,null,null,null,null,null,null,12]
[null,"2012-12-28",6,"Hverdag","Vinter",3218.6,1547.3,null,null,null,null,null,null,null,12]
[null,"2012-12-28",7,"Hverdag","Vinter",3524.6,1704.1999999999998,null,null,null,null,null,null,null,12]
[null,"2012-12-28",8,"Hverdag","Vinter",3999.3,1957.1999999999998,null,null,null,null,null,null,null,12]
[null,"2012-12-28",9,{"$f":"CHOOSE(WEEKDAY(B8861,2),$N$165,$N$166,$N$167,$N$168,$N$169,$N$170,$N$171)","v":"Hverdag"},"Vinter",4429,2247.8000000000002,null,null,null,null,null,null,null,12]
[null,"2012-12-28",10,"Hverdag","Vinter",4587.2000000000007,2410,null,null,null,null,null,null,null,12]
[null,"2012-12-28",11,"Hverdag","Vinter",4629.5,2460.6,null,null,null,null,null,null,null,12]
[null,"2012-12-28",12,"Hverdag","Vinter",4576.5,2430,null,null,null,null,null,null,null,12]
[null,"2012-12-28",13,"Hverdag","Vinter",4491.2000000000007,2370.5,null,null,null,null,null,null,null,12]
[null,"2012-12-28",14,"Hverdag","Vinter",4447.1000000000004,2351.5,null,null,null,null,null,null,null,12]
[null,"2012-12-28",15,"Hverdag","Vinter",4444.6000000000004,2383.3000000000002,null,null,null,null,null,null,null,12]
[null,"2012-12-28",16,"Hverdag","Vinter",4517.3999999999996,2500.8000000000002,null,null,null,null,null,null,null,12]
[null,"2012-12-28",17,"Hverdag",{"$f":"IF(AND(O8869>=4,O8869<=9),\"Sommer\",\"Vinter\")","v":"Vinter"},4839.5,2857.4,null,null,null,null,null,null,null,{"$f":"MONTH(B8869)","v":12}]
[null,"2012-12-28",18,"Hverdag","Vinter",5131.5,3229.3999999999996,null,null,null,null,null,null,null,12]
[null,"2012-12-28",19,"Hverdag","Vinter",5041.1000000000004,3190.1,null,null,null,null,null,null,null,12]
[null,"2012-12-28",20,"Hverdag","Vinter",4713.5,2950.8999999999996,null,null,null,null,null,null,null,12]
[null,"2012-12-28",21,"Hverdag","Vinter",4410.5,2700.5,null,null,null,null,null,null,null,12]
[null,"2012-12-28",22,"Hverdag","Vinter",4213.8,2511.8000000000002,null,null,null,null,null,null,null,12]
[null,"2012-12-28",23,"Hverdag","Vinter",3938.9,2297.9,null,null,null,null,null,null,null,12]
[null,"2012-12-28",24,"Hverdag","Vinter",3671.8999999999996,2063.6999999999998,null,null,null,null,null,null,null,12]
[null,"2012-12-29",1,"Weekend","Vinter",3444.7,1825.8999999999999,null,null,null,null,null,null,null,12]
[null,"2012-12-29",2,"Weekend","Vinter",3254.7,1653.1,null,null,null,null,null,null,null,12]
[null,"2012-12-29",3,"Weekend","Vinter",3181.3,1553.3000000000002,null,null,null,null,null,null,null,12]
[null,"2012-12-29",4,"Weekend","Vinter",3207.2,1505.9,null,null,null,null,null,null,null,12]
[null,"2012-12-29",5,"Weekend","Vinter",3221.9,1489.4,null,null,null,null,null,null,null,12]
[null,"2012-12-29",6,"Weekend","Vinter",3282.5,1511.4,null,null,null,null,null,null,null,12]
[null,"2012-12-29",7,"Weekend","Vinter",3448.5,1595.3,null,null,null,null,null,null,null,12]
[null,"2012-12-29",8,"Weekend","Vinter",3617.2,1759.7,null,null,null,null,null,null,null,12]
[null,"2012-12-29",9,"Weekend","Vinter",3925,2045.9,null,null,null,null,null,null,null,12]
[null,"2012-12-29",10,"Weekend","Vinter",4240.3,2295.6999999999998,null,null,null,null,null,null,null,12]
[null,"2012-12-29",11,"Weekend","Vinter",4342.8999999999996,2439.3000000000002,null,null,null,null,null,null,null,12]
[null,"2012-12-29",12,"Weekend","Vinter",4355.5,2466.1,null,null,null,null,null,null,null,12]
[null,"2012-12-29",13,"Weekend","Vinter",4288.8,2418.9,null,null,null,null,null,null,null,12]
[null,"2012-12-29",14,"Weekend","Vinter",4221.2,2366.1999999999998,null,null,null,null,null,null,null,12]
[null,"2012-12-29",15,"Weekend","Vinter",4168.2,2344.3000000000002,null,null,null,null,null,null,null,12]
[null,"2012-12-29",16,"Weekend","Vinter",4284,2391.3000000000002,null,null,null,null,null,null,null,12]
[null,"2012-12-29",17,{"$f":"CHOOSE(WEEKDAY(B8893,2),$N$165,$N$166,$N$167,$N$168,$N$169,$N$170,$N$171)","v":"Weekend"},"Vinter",4503.6000000000004,2695.4,null,null,null,null,null,null,null,12]
[null,"2012-12-29",18,"Weekend","Vinter",4855,3105,null,null,null,null,null,null,null,12]
[null,"2012-12-29",19,"Weekend","Vinter",4784.3999999999996,3078.8999999999996,null,null,null,null,null,null,null,12]
[null,"2012-12-29",20,"Weekend","Vinter",4488.2,2824.4,null,null,null,null,null,null,null,12]
[null,"2012-12-29",21,"Weekend","Vinter",4195,2558.8000000000002,null,null,null,null,null,null,null,12]
[null,"2012-12-29",22,"Weekend","Vinter",4012.3999999999996,2372,null,null,null,null,null,null,null,12]
[null,"2012-12-29",23,"Weekend","Vinter",3720.4,2172.1000000000004,null,null,null,null,null,null,null,12]
[null,"2012-12-29",24,"Weekend","Vinter",3471.6000000000004,1953.6000000000001,null,null,null,null,null,null,null,12]
[null,"2012-12-30",1,"Weekend","Vinter",3255.4,1718.6,null,null,null,null,null,null,null,12]
[null,"2012-12-30",2,"Weekend","Vinter",3075.3,1539.6,null,null,null,null,null,null,null,12]
[null,"2012-12-30",3,"Weekend","Vinter",2953.1,1427.1999999999998,null,null,null,null,null,null,null,12]
[null,"2012-12-30",4,"Weekend","Vinter",2898.4,1375,null,null,null,null,null,null,null,12]
[null,"2012-12-30",5,"Weekend","Vinter",2918.3,1359,null,null,null,null,null,null,null,12]
[null,"2012-12-30",6,"Weekend","Vinter",2983.3,1376.6999999999998,null,null,null,null,null,null,null,12]
[null,"2012-12-30",7,"Weekend","Vinter",3146.3,1460,null,null,null,null,null,null,null,12]
[null,"2012-12-30",8,"Weekend","Vinter",3393.7000000000003,1612.8000000000002,null,null,null,null,null,null,null,12]
[null,"2012-12-30",9,"Weekend","Vinter",3651.3999999999996,1878.9,null,null,null,null,null,null,null,12]
[null,"2012-12-30",10,"Weekend","Vinter",3872.9,2118.5,null,null,null,null,null,null,null,12]
[null,"2012-12-30",11,"Weekend","Vinter",4057.3,2274.6,null,null,null,null,null,null,null,12]
[null,"2012-12-30",12,"Weekend","Vinter",4114.2999999999993,2330.5,null,null,null,null,null,null,null,12]
[null,"2012-12-30",13,"Weekend","Vinter",4084.7,2318.6,null,null,null,null,null,null,null,12]
[null,"2012-12-30",14,"Weekend","Vinter",4057.7,2288.8000000000002,null,null,null,null,null,null,null,12]
[null,"2012-12-30",15,"Weekend","Vinter",4091.4,2326.1,null,null,null,null,null,null,null,12]
[null,"2012-12-30",16,"Weekend","Vinter",4190,2408.6,null,null,null,null,null,null,null,12]
[null,"2012-12-30",17,"Weekend","Vinter",4560.6000000000004,2762.3,null,null,null,null,null,null,null,12]
[null,"2012-12-30",18,"Weekend","Vinter",4921.5,3175.7,null,null,null,null,null,null,null,12]
[null,"2012-12-30",19,"Weekend","Vinter",4888.6000000000004,3180.5,null,null,null,null,null,null,null,12]
[null,"2012-12-30",20,"Weekend","Vinter",4588.7,2919.6000000000004,null,null,null,null,null,null,null,12]
[null,"2012-12-30",21,"Weekend","Vinter",4305.2999999999993,2671.6000000000004,null,null,null,null,null,null,null,12]
[null,"2012-12-30",22,"Weekend","Vinter",4052.2,2459.6,null,null,null,null,null,null,null,12]
[null,"2012-12-30",23,"Weekend","Vinter",3777.2,2225.6,null,null,null,null,null,null,null,12]
[null,"2012-12-30",24,"Weekend","Vinter",3497,1970,null,null,null,null,null,null,null,12]
[null,"2012-12-31",1,"Weekend","Vinter",3296.4,1717.4,null,null,null,null,null,null,null,12]
[null,"2012-12-31",2,"Weekend","Vinter",3116.5,1545,null,null,null,null,null,null,null,12]
[null,"2012-12-31",3,"Weekend","Vinter",2991.2,1439.4,null,null,null,null,null,null,null,12]
[null,"2012-12-31",4,"Weekend","Vinter",2937.8,1382.3,null,null,null,null,null,null,null,12]
[null,"2012-12-31",5,"Weekend","Vinter",2934.8,1375.6,null,null,null,null,null,null,null,12]
[null,"2012-12-31",6,"Weekend","Vinter",3048,1422.1,null,null,null,null,null,null,null,12]
[null,"2012-12-31",7,"Weekend","Vinter",3286.3999999999996,1532.4,null,null,null,null,null,null,null,12]
[null,"2012-12-31",8,"Weekend","Vinter",3590,1711.1,null,null,null,null,null,null,null,12]
[null,"2012-12-31",9,"Weekend",{"$f":"IF(AND(O8933>=4,O8933<=9),\"Sommer\",\"Vinter\")","v":"Vinter"},3879,1997.8000000000002,null,null,null,null,null,null,null,{"$f":"MONTH(B8933)","v":12}]
[null,"2012-12-31",10,"Weekend","Vinter",4131.8,2276.1,null,null,null,null,null,null,null,12]
[null,"2012-12-31",11,"Weekend","Vinter",4307,2457.9,null,null,null,null,null,null,null,12]
[null,"2012-12-31",12,"Weekend","Vinter",4362.1000000000004,2531.8000000000002,null,null,null,null,null,null,null,12]
[null,"2012-12-31",13,"Weekend","Vinter",4480.2999999999993,2560.6999999999998,null,null,null,null,null,null,null,12]
[null,"2012-12-31",14,"Weekend","Vinter",4364.1000000000004,2575.9,null,null,null,null,null,null,null,12]
[null,"2012-12-31",15,"Weekend","Vinter",4373.3,2626.8999999999996,null,null,null,null,null,null,null,12]
[null,"2012-12-31",16,"Weekend","Vinter",4488.7,2783.9,null,null,null,null,null,null,null,12]
[null,"2012-12-31",17,"Weekend","Vinter",4771.6000000000004,3136.5,null,null,null,null,null,null,null,12]
[null,"2012-12-31",18,"Weekend","Vinter",4959.5,3378.6,null,null,null,null,null,null,null,12]
[null,"2012-12-31",19,"Weekend","Vinter",4726.7999999999993,3187.5,null,null,null,null,null,null,null,12]
[null,"2012-12-31",20,"Weekend","Vinter",4257,2731.4,null,null,null,null,null,null,null,12]
[null,"2012-12-31",21,"Weekend","Vinter",4054.8999999999996,2471,null,null,null,null,null,null,null,12]
[null,"2012-12-31",22,"Weekend","Vinter",3947.6,2349.9,null,null,null,null,null,null,null,12]
[null,"2012-12-31",23,"Weekend","Vinter",3800.5,2222.1000000000004,null,null,null,null,null,null,null,12]
[null,"2012-12-31",24,"Weekend","Vinter",3635.7,2098.3000000000002,null,null,null,null,null,null,null,12]

{"sheet":"9.3 Tidsdiff. - Brugerdata","index":33,"n_rows":8948,"n_cols":36,"rows_kept":4500,"cut":true,"hidden":true,"merged":[[131,20,131,22],[131,23,131,25],[131,26,131,28],[131,29,131,31],[129,2,129,5],[129,8,129,11],[129,20,129,35],[130,2,130,3],[130,4,130,5],[130,8,130,9],[130,10,130,11],[130,20,130,25],[130,26,130,31],[130,32,130,35],[96,20,96,21],[96,22,96,23],[96,24,97,26],[97,20,97,21],[97,22,97,23],[63,20,63,22],[63,23,63,25],[63,26,63,28],[63,29,63,31],[95,2,95,3],[95,8,95,9],[95,20,95,26],[62,2,62,3],[62,4,62,5],[62,8,62,9],[62,10,62,11],[29,20,29,22],[61,2,61,5],[61,8,61,11],[29,23,29,25],[29,26,29,28],[29,29,29,31],[62,20,62,25],[62,26,62,31],[61,20,61,35],[62,32,62,35],[27,20,27,35],[28,2,28,3],[28,4,28,5],[28,8,28,9],[28,10,28,11],[28,20,28,25],[28,26,28,31],[28,32,28,35],[14,2,14,5],[14,6,14,9],[14,10,14,13],[27,2,27,5],[27,8,27,11]],"bounds":{"rows_first":2000,"rows_last":500,"rows_between":2000,"halvings":0}}
["Tidsdifferentiering - Brugerdata"]
[]
[null,null,null,null,null,null,null,null,null,null,null,null,null,"Når arket aktiveres igen:"]
[null,null,null,null,null,null,null,null,null,null,null,null,null,"Ark 3.1 linje 16 indsættes \"kryds af - ja\"- bokse i cellerne DE, FG, og H - disse linkes til ark 9.1 celle AD20, 53 og 86."]
[null,null,null,null,null,null,null,null,null,null,null,null,null,"Ryd-makroen indsættes i \"Ryd alt\" funktionen på forsiden."]
[null,null,null,null,null,null,null,null,null,null,null,null,null,"5.1 Kontrolark",{"$f":"IF('3.1 Input - Stamoplysninger'!K16=\"\",\"OK\",\"Fejl\")","v":"OK"},"Ønskes brug af egne data ifm tidsdifferentiering"]
[]
[]
[null,null,null,null,null,null,null,null,null,null,null,null,null,null,null,"Dansk Energi - definition af helligdage:"]
[null,null,null,null,null,null,null,null,null,null,null,null,null,null,null,"Helligdag"]
[null,null,null,null,null,null,null,null,null,null,null,null,null,null,null,{"$f":"'9.2 Tidsdiff. - Setup'!P11","v":"1. januar"}]
[null,null,null,null,null,null,null,null,null,null,null,null,null,null,null,{"$f":"'9.2 Tidsdiff. - Setup'!P12","v":"Skærtorsdag"}]
[null,null,null,null,null,null,null,null,null,null,null,null,null,null,null,{"$f":"'9.2 Tidsdiff. - Setup'!P13","v":"Langfredag"}]
[null,null,null,null,null,null,null,null,null,null,null,null,null,null,null,{"$f":"'9.2 Tidsdiff. - Setup'!P14","v":"2. påskedag"}]
[null,"Tabel: T.9.3.1","0,4 kV",null,null,null,"10 kV",null,null,null,"50 kV",null,null,null,null,{"$f":"'9.2 Tidsdiff. - Setup'!P15","v":"St. bededag"}]
[null,null,"Lav","Høj","Spids","Max","Lav","Høj","Spids","Max-belastning","Lav","Høj","Spids","Max-belastning",null,{"$f":"'9.2 Tidsdiff. - Setup'!P16","v":"Kristihimmelfartsdag"}]
[null,"%",null,{"$f":"'9.2 Tidsdiff. - Setup'!D11","v":0.65},{"$f":"'9.2 Tidsdiff. - Setup'!E11","v":0.9},null,null,{"$f":"'9.2 Tidsdiff. - Setup'!H11","v":0.65},{"$f":"'9.2 Tidsdiff. - Setup'!I11","v":0.9},null,null,{"$f":"'9.2 Tidsdiff. - Setup'!L11","v":0.65},{"$f":"'9.2 Tidsdiff. - Setup'!M11","v":0.9},null,null,{"$f":"'9.2 Tidsdiff. - Setup'!P17","v":"2. pinsedag"}]
[null,"Grænseværdi",null,{"$f":"F18*D17","v":0},{"$f":"F18*E17","v":0},{"$f":"IF(ISBLANK(F165:H165),0,MAX(I134:J157))","v":0},null,{"$f":"J18*H17","v":0},{"$f":"J18*I17","v":0},{"$f":"IF(ISBLANK(F165),0,MAX(I66:L89))","v":0},null,{"$f":"N18*L17","v":0},{"$f":"N18*M17","v":0},{"$f":"IF(ISBLANK(F165),0,MAX(I32:L55))","v":0},null,{"$f":"'9.2 Tidsdiff. - Setup'!P18","v":"1. maj"}]
[null,null,null,"Normal","Spids","Max",null,null,null,null,null,null,null,null,null,{"$f":"'9.2 Tidsdiff. - Setup'!P19","v":"5. juni"}]
[null,"%",null,null,{"$f":"'9.2 Tidsdiff. - Setup'!E14","v":0.9},null,null,null,null,null,null,null,null,null,null,{"$f":"'9.2 Tidsdiff. - Setup'!P20","v":"24. december"}]
[null,"Grænseværdi",null,null,{"$f":"F21*E20","v":{"$error":"#DIV/0!"}},{"$f":"MAX(I100:J123)","v":{"$error":"#DIV/0!"}},null,null,null,null,null,null,null,null,null,{"$f":"'9.2 Tidsdiff. - Setup'!P21","v":"25. december"}]
[null,null,null,null,null,null,null,null,null,null,null,null,null,null,null,{"$f":"'9.2 Tidsdiff. - Setup'!P22","v":"26. december"}]
[null,null,null,null,null,null,null,null,null,null,null,null,null,null,null,{"$f":"'9.2 Tidsdiff. - Setup'!P23","v":"31. december"}]
[]
[null,"50 kV nettet - energiflow, lastperioder, standardiseret-døgnbelastningsprofil (3 lastperioder)"]
[]
[null,"Tabel: T.9.3.2",null,null,null,null,null,"Tabel: T.9.3.3",null,null,null,null,null,"Tabel: T.9.3.4",null,null,null,null,null,"Tabel: T.9.3.5"]
[null,"Samlet flow","50 kV",null,null,null,null,"Gennemsnitsdøgn","50 kV",null,null,null,null,null,null,null,null,null,null,null,"50 kV"]
[null,"Periode","Vinter",null,"Sommer",null,null,"Periode","Vinter",null,"Sommer",null,null,null,null,null,null,null,null,null,"Vinter",null,null,null,null,null,"Sommer",null,null,null,null,null,"Samlet"]
[null,"Dag","Hverdag","Weekend","Hverdag","Weekend",null,"Dag","Hverdag","Weekend","Hverdag","Weekend",null,null,null,null,null,null,null,null,"Hverdag",null,null,"Weekend",null,null,"Hverdag",null,null,"Weekend"]
[null,"Time",null,null,null,null,null,"Time ",null,null,null,null,null,null,null,null,null,null,null,"Time","Lav ","Høj","Spids","Lav ","Høj","Spids","Lav ","Høj","Spids","Lav ","Høj","Spids","Lav ","Høj","Spids","Total"]
[null,1,{"$f":"SUMIFS('9.3 Tidsdiff. - Brugerdata'!$F$165:$F$8948,'9.3 Tidsdiff. - Brugerdata'!$E$165:$E$8948,C$29,'9.3 Tidsdiff. - Brugerdata'!$D$165:$D$8948,C$30,'9.3 Tidsdiff. - Brugerdata'!$C$165:$C$8948,$B32)","v":0},{"$f":"SUMIFS('9.3 Tidsdiff. - Brugerdata'!$F$165:$F$8948,'9.3 Tidsdiff. - Brugerdata'!$E$165:$E$8948,C$29,'9.3 Tidsdiff. - Brugerdata'!$D$165:$D$8948,D$30,'9.3 Tidsdiff. - Brugerdata'!$C$165:$C$8948,$B32)","v":0},{"$f":"SUMIFS('9.3 Tidsdiff. - Brugerdata'!$F$165:$F$8948,'9.3 Tidsdiff. - Brugerdata'!$E$165:$E$8948,E$29,'9.3 Tidsdiff. - Brugerdata'!$D$165:$D$8948,E$30,'9.3 Tidsdiff. - Brugerdata'!$C$165:$C$8948,$B32)","v":0},{"$f":"SUMIFS('9.3 Tidsdiff. - Brugerdata'!$F$165:$F$8948,'9.3 Tidsdiff. - Brugerdata'!$E$165:$E$8948,E$29,'9.3 Tidsdiff. - Brugerdata'!$D$165:$D$8948,F$30,'9.3 Tidsdiff. - Brugerdata'!$C$165:$C$8948,$B32)","v":0},null,1,{"$f":"AVERAGEIFS('9.3 Tidsdiff. - Brugerdata'!$F$165:$F$8948,'9.3 Tidsdiff. - Brugerdata'!$C$165:$C$8948,$H32,'9.3 Tidsdiff. - Brugerdata'!$D$165:$D$8948,I$30,'9.3 Tidsdiff. - Brugerdata'!$E$165:$E$8948,I$29)","v":{"$error":"#DIV/0!"}},{"$f":"AVERAGEIFS('9.3 Tidsdiff. - Brugerdata'!$F$165:$F$8948,'9.3 Tidsdiff. - Brugerdata'!$C$165:$C$8948,$H32,'9.3 Tidsdiff. - Brugerdata'!$D$165:$D$8948,J$30,'9.3 Tidsdiff. - Brugerdata'!$E$165:$E$8948,I$29)","v":{"$error":"#DIV/0!"}},{"$f":"AVERAGEIFS('9.3 Tidsdiff. - Brugerdata'!$F$165:$F$8948,'9.3 Tidsdiff. - Brugerdata'!$C$165:$C$8948,$H32,'9.3 Tidsdiff. - Brugerdata'!$D$165:$D$8948,K$30,'9.3 Tidsdiff. - Brugerdata'!$E$165:$E$8948,K$29)","v":{"$error":"#DIV/0!"}},{"$f":"AVERAGEIFS('9.3 Tidsdiff. - Brugerdata'!$F$165:$F$8948,'9.3 Tidsdiff. - Brugerdata'!$C$165:$C$8948,$H32,'9.3 Tidsdiff. - Brugerdata'!$D$165:$D$8948,L$30,'9.3 Tidsdiff. - Brugerdata'!$E$165:$E$8948,K$29)","v":{"$error":"#DIV/0!"}},null,null,null,null,null,null,null,"0-1",{"$f":"IF('9.2 Tidsdiff. - Setup'!O32=3,C32,\"\")","v":0},{"$f":"IF('9.2 Tidsdiff. - Setup'!O32=2,C32,\"\")","v":""},{"$f":"IF('9.2 Tidsdiff. - Setup'!O32=1,C32,\"\")","v":""},{"$f":"IF('9.2 Tidsdiff. - Setup'!P32=3,D32,\"\")","v":0},{"$f":"IF('9.2 Tidsdiff. - Setup'!P32=2,D32,\"\")","v":""},{"$f":"IF('9.2 Tidsdiff. - Setup'!P32=1,D32,\"\")","v":""},{"$f":"IF('9.2 Tidsdiff. - Setup'!Q32=3,E32,\"\")","v":0},{"$f":"IF('9.2 Tidsdiff. - Setup'!Q32=2,E32,\"\")","v":""},{"$f":"IF('9.2 Tidsdiff. - Setup'!Q32=1,E32,\"\")","v":""},{"$f":"IF('9.2 Tidsdiff. - Setup'!R32=3,F32,\"\")","v":0},{"$f":"IF('9.2 Tidsdiff. - Setup'!R32=2,F32,\"\")","v":""},{"$f":"IF('9.2 Tidsdiff. - Setup'!R32=1,F32,\"\")","v":""},{"$f":"SUM(U32,X32,AA32,AD32)","v":0},{"$f":"SUM(V32,Y32,AB32,AE32)","v":0},0,{"$f":"SUM(AG32:AI32)","v":0}]
[null,2,{"$f":"SUMIFS('9.3 Tidsdiff. - Brugerdata'!$F$165:$F$8948,'9.3 Tidsdiff. - Brugerdata'!$E$165:$E$8948,C$29,'9.3 Tidsdiff. - Brugerdata'!$D$165:$D$8948,C$30,'9.3 Tidsdiff. - Brugerdata'!$C$165:$C$8948,$B33)","v":0},{"$f":"SUMIFS('9.3 Tidsdiff. - Brugerdata'!$F$165:$F$8948,'9.3 Tidsdiff. - Brugerdata'!$E$165:$E$8948,C$29,'9.3 Tidsdiff. - Brugerdata'!$D$165:$D$8948,D$30,'9.3 Tidsdiff. - Brugerdata'!$C$165:$C$8948,$B33)","v":0},{"$f":"SUMIFS('9.3 Tidsdiff. - Brugerdata'!$F$165:$F$8948,'9.3 Tidsdiff. - Brugerdata'!$E$165:$E$8948,E$29,'9.3 Tidsdiff. - Brugerdata'!$D$165:$D$8948,E$30,'9.3 Tidsdiff. - Brugerdata'!$C$165:$C$8948,$B33)","v":0},{"$f":"SUMIFS('9.3 Tidsdiff. - Brugerdata'!$F$165:$F$8948,'9.3 Tidsdiff. - Brugerdata'!$E$165:$E$8948,E$29,'9.3 Tidsdiff. - Brugerdata'!$D$165:$D$8948,F$30,'9.3 Tidsdiff. - Brugerdata'!$C$165:$C$8948,$B33)","v":0},null,2,{"$f":"AVERAGEIFS('9.3 Tidsdiff. - Brugerdata'!$F$165:$F$8948,'9.3 Tidsdiff. - Brugerdata'!$C$165:$C$8948,$H33,'9.3 Tidsdiff. - Brugerdata'!$D$165:$D$8948,I$30,'9.3 Tidsdiff. - Brugerdata'!$E$165:$E$8948,I$29)","v":{"$error":"#DIV/0!"}},{"$f":"AVERAGEIFS('9.3 Tidsdiff. - Brugerdata'!$F$165:$F$8948,'9.3 Tidsdiff. - Brugerdata'!$C$165:$C$8948,$H33,'9.3 Tidsdiff. - Brugerdata'!$D$165:$D$8948,J$30,'9.3 Tidsdiff. - Brugerdata'!$E$165:$E$8948,I$29)","v":{"$error":"#DIV/0!"}},{"$f":"AVERAGEIFS('9.3 Tidsdiff. - Brugerdata'!$F$165:$F$8948,'9.3 Tidsdiff. - Brugerdata'!$C$165:$C$8948,$H33,'9.3 Tidsdiff. - Brugerdata'!$D$165:$D$8948,K$30,'9.3 Tidsdiff. - Brugerdata'!$E$165:$E$8948,K$29)","v":{"$error":"#DIV/0!"}},{"$f":"AVERAGEIFS('9.3 Tidsdiff. - Brugerdata'!$F$165:$F$8948,'9.3 Tidsdiff. - Brugerdata'!$C$165:$C$8948,$H33,'9.3 Tidsdiff. - Brugerdata'!$D$165:$D$8948,L$30,'9.3 Tidsdiff. - Brugerdata'!$E$165:$E$8948,K$29)","v":{"$error":"#DIV/0!"}},null,null,null,null,null,null,null,"1-2",{"$f":"IF('9.2 Tidsdiff. - Setup'!O33=3,C33,\"\")","v":0},{"$f":"IF('9.2 Tidsdiff. - Setup'!O33=2,C33,\"\")","v":""},{"$f":"IF('9.2 Tidsdiff. - Setup'!O33=1,C33,\"\")","v":""},{"$f":"IF('9.2 Tidsdiff. - Setup'!P33=3,D33,\"\")","v":0},{"$f":"IF('9.2 Tidsdiff. - Setup'!P33=2,D33,\"\")","v":""},{"$f":"IF('9.2 Tidsdiff. - Setup'!P33=1,D33,\"\")","v":""},{"$f":"IF('9.2 Tidsdiff. - Setup'!Q33=3,E33,\"\")","v":0},{"$f":"IF('9.2 Tidsdiff. - Setup'!Q33=2,E33,\"\")","v":""},{"$f":"IF('9.2 Tidsdiff. - Setup'!Q33=1,E33,\"\")","v":""},{"$f":"IF('9.2 Tidsdiff. - Setup'!R33=3,F33,\"\")","v":0},{"$f":"IF('9.2 Tidsdiff. - Setup'!R33=2,F33,\"\")","v":""},{"$f":"IF('9.2 Tidsdiff. - Setup'!R33=1,F33,\"\")","v":""},{"$f":"SUM(U33,X33,AA33,AD33)","v":0},0,0,{"$f":"SUM(AG33:AI33)","v":0}]
[null,3,{"$f":"SUMIFS('9.3 Tidsdiff. - Brugerdata'!$F$165:$F$8948,'9.3 Tidsdiff. - Brugerdata'!$E$165:$E$8948,C$29,'9.3 Tidsdiff. - Brugerdata'!$D$165:$D$8948,C$30,'9.3 Tidsdiff. - Brugerdata'!$C$165:$C$8948,$B34)","v":0},{"$f":"SUMIFS('9.3 Tidsdiff. - Brugerdata'!$F$165:$F$8948,'9.3 Tidsdiff. - Brugerdata'!$E$165:$E$8948,C$29,'9.3 Tidsdiff. - Brugerdata'!$D$165:$D$8948,D$30,'9.3 Tidsdiff. - Brugerdata'!$C$165:$C$8948,$B34)","v":0},{"$f":"SUMIFS('9.3 Tidsdiff. - Brugerdata'!$F$165:$F$8948,'9.3 Tidsdiff. - Brugerdata'!$E$165:$E$8948,E$29,'9.3 Tidsdiff. - Brugerdata'!$D$165:$D$8948,E$30,'9.3 Tidsdiff. - Brugerdata'!$C$165:$C$8948,$B34)","v":0},{"$f":"SUMIFS('9.3 Tidsdiff. - Brugerdata'!$F$165:$F$8948,'9.3 Tidsdiff. - Brugerdata'!$E$165:$E$8948,E$29,'9.3 Tidsdiff. - Brugerdata'!$D$165:$D$8948,F$30,'9.3 Tidsdiff. - Brugerdata'!$C$165:$C$8948,$B34)","v":0},null,3,{"$f":"AVERAGEIFS('9.3 Tidsdiff. - Brugerdata'!$F$165:$F$8948,'9.3 Tidsdiff. - Brugerdata'!$C$165:$C$8948,$H34,'9.3 Tidsdiff. - Brugerdata'!$D$165:$D$8948,I$30,'9.3 Tidsdiff. - Brugerdata'!$E$165:$E$8948,I$29)","v":{"$error":"#DIV/0!"}},{"$f":"AVERAGEIFS('9.3 Tidsdiff. - Brugerdata'!$F$165:$F$8948,'9.3 Tidsdiff. - Brugerdata'!$C$165:$C$8948,$H34,'9.3 Tidsdiff. - Brugerdata'!$D$165:$D$8948,J$30,'9.3 Tidsdiff. - Brugerdata'!$E$165:$E$8948,I$29)","v":{"$error":"#DIV/0!"}},{"$f":"AVERAGEIFS('9.3 Tidsdiff. - Brugerdata'!$F$165:$F$8948,'9.3 Tidsdiff. - Brugerdata'!$C$165:$C$8948,$H34,'9.3 Tidsdiff. - Brugerdata'!$D$165:$D$8948,K$30,'9.3 Tidsdiff. - Brugerdata'!$E$165:$E$8948,K$29)","v":{"$error":"#DIV/0!"}},{"$f":"AVERAGEIFS('9.3 Tidsdiff. - Brugerdata'!$F$165:$F$8948,'9.3 Tidsdiff. - Brugerdata'!$C$165:$C$8948,$H34,'9.3 Tidsdiff. - Brugerdata'!$D$165:$D$8948,L$30,'9.3 Tidsdiff. - Brugerdata'!$E$165:$E$8948,K$29)","v":{"$error":"#DIV/0!"}},null,null,null,null,null,null,null,"2-3",{"$f":"IF('9.2 Tidsdiff. - Setup'!O34=3,C34,\"\")","v":0},{"$f":"IF('9.2 Tidsdiff. - Setup'!O34=2,C34,\"\")","v":""},{"$f":"IF('9.2 Tidsdiff. - Setup'!O34=1,C34,\"\")","v":""},{"$f":"IF('9.2 Tidsdiff. - Setup'!P34=3,D34,\"\")","v":0},{"$f":"IF('9.2 Tidsdiff. - Setup'!P34=2,D34,\"\")","v":""},{"$f":"IF('9.2 Tidsdiff. - Setup'!P34=1,D34,\"\")","v":""},{"$f":"IF('9.2 Tidsdiff. - Setup'!Q34=3,E34,\"\")","v":0},{"$f":"IF('9.2 Tidsdiff. - Setup'!Q34=2,E34,\"\")","v":""},{"$f":"IF('9.2 Tidsdiff. - Setup'!Q34=1,E34,\"\")","v":""},{"$f":"IF('9.2 Tidsdiff. - Setup'!R34=3,F34,\"\")","v":0},{"$f":"IF('9.2 Tidsdiff. - Setup'!R34=2,F34,\"\")","v":""},{"$f":"IF('9.2 Tidsdiff. - Setup'!R34=1,F34,\"\")","v":""},0,0,0,0]
[null,4,{"$f":"SUMIFS('9.3 Tidsdiff. - Brugerdata'!$F$165:$F$8948,'9.3 Tidsdiff. - Brugerdata'!$E$165:$E$8948,C$29,'9.3 Tidsdiff. - Brugerdata'!$D$165:$D$8948,C$30,'9.3 Tidsdiff. - Brugerdata'!$C$165:$C$8948,$B35)","v":0},{"$f":"SUMIFS('9.3 Tidsdiff. - Brugerdata'!$F$165:$F$8948,'9.3 Tidsdiff. - Brugerdata'!$E$165:$E$8948,C$29,'9.3 Tidsdiff. - Brugerdata'!$D$165:$D$8948,D$30,'9.3 Tidsdiff. - Brugerdata'!$C$165:$C$8948,$B35)","v":0},{"$f":"SUMIFS('9.3 Tidsdiff. - Brugerdata'!$F$165:$F$8948,'9.3 Tidsdiff. - Brugerdata'!$E$165:$E$8948,E$29,'9.3 Tidsdiff. - Brugerdata'!$D$165:$D$8948,E$30,'9.3 Tidsdiff. - Brugerdata'!$C$165:$C$8948,$B35)","v":0},{"$f":"SUMIFS('9.3 Tidsdiff. - Brugerdata'!$F$165:$F$8948,'9.3 Tidsdiff. - Brugerdata'!$E$165:$E$8948,E$29,'9.3 Tidsdiff. - Brugerdata'!$D$165:$D$8948,F$30,'9.3 Tidsdiff. - Brugerdata'!$C$165:$C$8948,$B35)","v":0},null,4,{"$f":"AVERAGEIFS('9.3 Tidsdiff. - Brugerdata'!$F$165:$F$8948,'9.3 Tidsdiff. - Brugerdata'!$C$165:$C$8948,$H35,'9.3 Tidsdiff. - Brugerdata'!$D$165:$D$8948,I$30,'9.3 Tidsdiff. - Brugerdata'!$E$165:$E$8948,I$29)","v":{"$error":"#DIV/0!"}},{"$f":"AVERAGEIFS('9.3 Tidsdiff. - Brugerdata'!$F$165:$F$8948,'9.3 Tidsdiff. - Brugerdata'!$C$165:$C$8948,$H35,'9.3 Tidsdiff. - Brugerdata'!$D$165:$D$8948,J$30,'9.3 Tidsdiff. - Brugerdata'!$E$165:$E$8948,I$29)","v":{"$error":"#DIV/0!"}},{"$f":"AVERAGEIFS('9.3 Tidsdiff. - Brugerdata'!$F$165:$F$8948,'9.3 Tidsdiff. - Brugerdata'!$C$165:$C$8948,$H35,'9.3 Tidsdiff. - Brugerdata'!$D$165:$D$8948,K$30,'9.3 Tidsdiff. - Brugerdata'!$E$165:$E$8948,K$29)","v":{"$error":"#DIV/0!"}},{"$f":"AVERAGEIFS('9.3 Tidsdiff. - Brugerdata'!$F$165:$F$8948,'9.3 Tidsdiff. - Brugerdata'!$C$165:$C$8948,$H35,'9.3 Tidsdiff. - Brugerdata'!$D$165:$D$8948,L$30,'9.3 Tidsdiff. - Brugerdata'!$E$165:$E$8948,K$29)","v":{"$error":"#DIV/0!"}},null,null,null,null,null,null,null,"3-4",{"$f":"IF('9.2 Tidsdiff. - Setup'!O35=3,C35,\"\")","v":0},{"$f":"IF('9.2 Tidsdiff. - Setup'!O35=2,C35,\"\")","v":""},{"$f":"IF('9.2 Tidsdiff. - Setup'!O35=1,C35,\"\")","v":""},{"$f":"IF('9.2 Tidsdiff. - Setup'!P35=3,D35,\"\")","v":0},{"$f":"IF('9.2 Tidsdiff. - Setup'!P35=2,D35,\"\")","v":""},{"$f":"IF('9.2 Tidsdiff. - Setup'!P35=1,D35,\"\")","v":""},{"$f":"IF('9.2 Tidsdiff. - Setup'!Q35=3,E35,\"\")","v":0},{"$f":"IF('9.2 Tidsdiff. - Setup'!Q35=2,E35,\"\")","v":""},{"$f":"IF('9.2 Tidsdiff. - Setup'!Q35=1,E35,\"\")","v":""},{"$f":"IF('9.2 Tidsdiff. - Setup'!R35=3,F35,\"\")","v":0},{"$f":"IF('9.2 Tidsdiff. - Setup'!R35=2,F35,\"\")","v":""},{"$f":"IF('9.2 Tidsdiff. - Setup'!R35=1,F35,\"\")","v":""},0,0,0,0]
[null,5,{"$f":"SUMIFS('9.3 Tidsdiff. - Brugerdata'!$F$165:$F$8948,'9.3 Tidsdiff. - Brugerdata'!$E$165:$E$8948,C$29,'9.3 Tidsdiff. - Brugerdata'!$D$165:$D$8948,C$30,'9.3 Tidsdiff. - Brugerdata'!$C$165:$C$8948,$B36)","v":0},{"$f":"SUMIFS('9.3 Tidsdiff. - Brugerdata'!$F$165:$F$8948,'9.3 Tidsdiff. - Brugerdata'!$E$165:$E$8948,C$29,'9.3 Tidsdiff. - Brugerdata'!$D$165:$D$8948,D$30,'9.3 Tidsdiff. - Brugerdata'!$C$165:$C$8948,$B36)","v":0},{"$f":"SUMIFS('9.3 Tidsdiff. - Brugerdata'!$F$165:$F$8948,'9.3 Tidsdiff. - Brugerdata'!$E$165:$E$8948,E$29,'9.3 Tidsdiff. - Brugerdata'!$D$165:$D$8948,E$30,'9.3 Tidsdiff. - Brugerdata'!$C$165:$C$8948,$B36)","v":0},{"$f":"SUMIFS('9.3 Tidsdiff. - Brugerdata'!$F$165:$F$8948,'9.3 Tidsdiff. - Brugerdata'!$E$165:$E$8948,E$29,'9.3 Tidsdiff. - Brugerdata'!$D$165:$D$8948,F$30,'9.3 Tidsdiff. - Brugerdata'!$C$165:$C$8948,$B36)","v":0},null,5,{"$f":"AVERAGEIFS('9.3 Tidsdiff. - Brugerdata'!$F$165:$F$8948,'9.3 Tidsdiff. - Brugerdata'!$C$165:$C$8948,$H36,'9.3 Tidsdiff. - Brugerdata'!$D$165:$D$8948,I$30,'9.3 Tidsdiff. - Brugerdata'!$E$165:$E$8948,I$29)","v":{"$error":"#DIV/0!"}},{"$f":"AVERAGEIFS('9.3 Tidsdiff. - Brugerdata'!$F$165:$F$8948,'9.3 Tidsdiff. - Brugerdata'!$C$165:$C$8948,$H36,'9.3 Tidsdiff. - Brugerdata'!$D$165:$D$8948,J$30,'9.3 Tidsdiff. - Brugerdata'!$E$165:$E$8948,I$29)","v":{"$error":"#DIV/0!"}},{"$f":"AVERAGEIFS('9.3 Tidsdiff. - Brugerdata'!$F$165:$F$8948,'9.3 Tidsdiff. - Brugerdata'!$C$165:$C$8948,$H36,'9.3 Tidsdiff. - Brugerdata'!$D$165:$D$8948,K$30,'9.3 Tidsdiff. - Brugerdata'!$E$165:$E$8948,K$29)","v":{"$error":"#DIV/0!"}},{"$f":"AVERAGEIFS('9.3 Tidsdiff. - Brugerdata'!$F$165:$F$8948,'9.3 Tidsdiff. - Brugerdata'!$C$165:$C$8948,$H36,'9.3 Tidsdiff. - Brugerdata'!$D$165:$D$8948,L$30,'9.3 Tidsdiff. - Brugerdata'!$E$165:$E$8948,K$29)","v":{"$error":"#DIV/0!"}},null,null,null,null,null,null,null,"4-5",{"$f":"IF('9.2 Tidsdiff. - Setup'!O36=3,C36,\"\")","v":0},{"$f":"IF('9.2 Tidsdiff. - Setup'!O36=2,C36,\"\")","v":""},{"$f":"IF('9.2 Tidsdiff. - Setup'!O36=1,C36,\"\")","v":""},{"$f":"IF('9.2 Tidsdiff. - Setup'!P36=3,D36,\"\")","v":0},{"$f":"IF('9.2 Tidsdiff. - Setup'!P36=2,D36,\"\")","v":""},{"$f":"IF('9.2 Tidsdiff. - Setup'!P36=1,D36,\"\")","v":""},{"$f":"IF('9.2 Tidsdiff. - Setup'!Q36=3,E36,\"\")","v":0},{"$f":"IF('9.2 Tidsdiff. - Setup'!Q36=2,E36,\"\")","v":""},{"$f":"IF('9.2 Tidsdiff. - Setup'!Q36=1,E36,\"\")","v":""},{"$f":"IF('9.2 Tidsdiff. - Setup'!R36=3,F36,\"\")","v":0},{"$f":"IF('9.2 Tidsdiff. - Setup'!R36=2,F36,\"\")","v":""},{"$f":"IF('9.2 Tidsdiff. - Setup'!R36=1,F36,\"\")","v":""},0,0,0,0]
[null,6,{"$f":"SUMIFS('9.3 Tidsdiff. - Brugerdata'!$F$165:$F$8948,'9.3 Tidsdiff. - Brugerdata'!$E$165:$E$8948,C$29,'9.3 Tidsdiff. - Brugerdata'!$D$165:$D$8948,C$30,'9.3 Tidsdiff. - Brugerdata'!$C$165:$C$8948,$B37)","v":0},{"$f":"SUMIFS('9.3 Tidsdiff. - Brugerdata'!$F$165:$F$8948,'9.3 Tidsdiff. - Brugerdata'!$E$165:$E$8948,C$29,'9.3 Tidsdiff. - Brugerdata'!$D$165:$D$8948,D$30,'9.3 Tidsdiff. - Brugerdata'!$C$165:$C$8948,$B37)","v":0},{"$f":"SUMIFS('9.3 Tidsdiff. - Brugerdata'!$F$165:$F$8948,'9.3 Tidsdiff. - Brugerdata'!$E$165:$E$8948,E$29,'9.3 Tidsdiff. - Brugerdata'!$D$165:$D$8948,E$30,'9.3 Tidsdiff. - Brugerdata'!$C$165:$C$8948,$B37)","v":0},{"$f":"SUMIFS('9.3 Tidsdiff. - Brugerdata'!$F$165:$F$8948,'9.3 Tidsdiff. - Brugerdata'!$E$165:$E$8948,E$29,'9.3 Tidsdiff. - Brugerdata'!$D$165:$D$8948,F$30,'9.3 Tidsdiff. - Brugerdata'!$C$165:$C$8948,$B37)","v":0},null,6,{"$f":"AVERAGEIFS('9.3 Tidsdiff. - Brugerdata'!$F$165:$F$8948,'9.3 Tidsdiff. - Brugerdata'!$C$165:$C$8948,$H37,'9.3 Tidsdiff. - Brugerdata'!$D$165:$D$8948,I$30,'9.3 Tidsdiff. - Brugerdata'!$E$165:$E$8948,I$29)","v":{"$error":"#DIV/0!"}},{"$f":"AVERAGEIFS('9.3 Tidsdiff. - Brugerdata'!$F$165:$F$8948,'9.3 Tidsdiff. - Brugerdata'!$C$165:$C$8948,$H37,'9.3 Tidsdiff. - Brugerdata'!$D$165:$D$8948,J$30,'9.3 Tidsdiff. - Brugerdata'!$E$165:$E$8948,I$29)","v":{"$error":"#DIV/0!"}},{"$f":"AVERAGEIFS('9.3 Tidsdiff. - Brugerdata'!$F$165:$F$8948,'9.3 Tidsdiff. - Brugerdata'!$C$165:$C$8948,$H37,'9.3 Tidsdiff. - Brugerdata'!$D$165:$D$8948,K$30,'9.3 Tidsdiff. - Brugerdata'!$E$165:$E$8948,K$29)","v":{"$error":"#DIV/0!"}},{"$f":"AVERAGEIFS('9.3 Tidsdiff. - Brugerdata'!$F$165:$F$8948,'9.3 Tidsdiff. - Brugerdata'!$C$165:$C$8948,$H37,'9.3 Tidsdiff. - Brugerdata'!$D$165:$D$8948,L$30,'9.3 Tidsdiff. - Brugerdata'!$E$165:$E$8948,K$29)","v":{"$error":"#DIV/0!"}},null,null,null,null,null,null,null,"5-6",{"$f":"IF('9.2 Tidsdiff. - Setup'!O37=3,C37,\"\")","v":0},{"$f":"IF('9.2 Tidsdiff. - Setup'!O37=2,C37,\"\")","v":""},{"$f":"IF('9.2 Tidsdiff. - Setup'!O37=1,C37,\"\")","v":""},{"$f":"IF('9.2 Tidsdiff. - Setup'!P37=3,D37,\"\")","v":0},{"$f":"IF('9.2 Tidsdiff. - Setup'!P37=2,D37,\"\")","v":""},{"$f":"IF('9.2 Tidsdiff. - Setup'!P37=1,D37,\"\")","v":""},{"$f":"IF('9.2 Tidsdiff. - Setup'!Q37=3,E37,\"\")","v":0},{"$f":"IF('9.2 Tidsdiff. - Setup'!Q37=2,E37,\"\")","v":""},{"$f":"IF('9.2 Tidsdiff. - Setup'!Q37=1,E37,\"\")","v":""},{"$f":"IF('9.2 Tidsdiff. - Setup'!R37=3,F37,\"\")","v":0},{"$f":"IF('9.2 Tidsdiff. - Setup'!R37=2,F37,\"\")","v":""},{"$f":"IF('9.2 Tidsdiff. - Setup'!R37=1,F37,\"\")","v":""},0,0,0,0]
[null,7,{"$f":"SUMIFS('9.3 Tidsdiff. - Brugerdata'!$F$165:$F$8948,'9.3 Tidsdiff. - Brugerdata'!$E$165:$E$8948,C$29,'9.3 Tidsdiff. - Brugerdata'!$D$165:$D$8948,C$30,'9.3 Tidsdiff. - Brugerdata'!$C$165:$C$8948,$B38)","v":0},{"$f":"SUMIFS('9.3 Tidsdiff. - Brugerdata'!$F$165:$F$8948,'9.3 Tidsdiff. - Brugerdata'!$E$165:$E$8948,C$29,'9.3 Tidsdiff. - Brugerdata'!$D$165:$D$8948,D$30,'9.3 Tidsdiff. - Brugerdata'!$C$165:$C$8948,$B38)","v":0},{"$f":"SUMIFS('9.3 Tidsdiff. - Brugerdata'!$F$165:$F$8948,'9.3 Tidsdiff. - Brugerdata'!$E$165:$E$8948,E$29,'9.3 Tidsdiff. - Brugerdata'!$D$165:$D$8948,E$30,'9.3 Tidsdiff. - Brugerdata'!$C$165:$C$8948,$B38)","v":0},{"$f":"SUMIFS('9.3 Tidsdiff. - Brugerdata'!$F$165:$F$8948,'9.3 Tidsdiff. - Brugerdata'!$E$165:$E$8948,E$29,'9.3 Tidsdiff. - Brugerdata'!$D$165:$D$8948,F$30,'9.3 Tidsdiff. - Brugerdata'!$C$165:$C$8948,$B38)","v":0},null,7,{"$f":"AVERAGEIFS('9.3 Tidsdiff. - Brugerdata'!$F$165:$F$8948,'9.3 Tidsdiff. - Brugerdata'!$C$165:$C$8948,$H38,'9.3 Tidsdiff. - Brugerdata'!$D$165:$D$8948,I$30,'9.3 Tidsdiff. - Brugerdata'!$E$165:$E$8948,I$29)","v":{"$error":"#DIV/0!"}},{"$f":"AVERAGEIFS('9.3 Tidsdiff. - Brugerdata'!$F$165:$F$8948,'9.3 Tidsdiff. - Brugerdata'!$C$165:$C$8948,$H38,'9.3 Tidsdiff. - Brugerdata'!$D$165:$D$8948,J$30,'9.3 Tidsdiff. - Brugerdata'!$E$165:$E$8948,I$29)","v":{"$error":"#DIV/0!"}},{"$f":"AVERAGEIFS('9.3 Tidsdiff. - Brugerdata'!$F$165:$F$8948,'9.3 Tidsdiff. - Brugerdata'!$C$165:$C$8948,$H38,'9.3 Tidsdiff. - Brugerdata'!$D$165:$D$8948,K$30,'9.3 Tidsdiff. - Brugerdata'!$E$165:$E$8948,K$29)","v":{"$error":"#DIV/0!"}},{"$f":"AVERAGEIFS('9.3 Tidsdiff. - Brugerdata'!$F$165:$F$8948,'9.3 Tidsdiff. - Brugerdata'!$C$165:$C$8948,$H38,'9.3 Tidsdiff. - Brugerdata'!$D$165:$D$8948,L$30,'9.3 Tidsdiff. - Brugerdata'!$E$165:$E$8948,K$29)","v":{"$error":"#DIV/0!"}},null,null,null,null,null,null,null,"6-7",{"$f":"IF('9.2 Tidsdiff. - Setup'!O38=3,C38,\"\")","v":""},{"$f":"IF('9.2 Tidsdiff. - Setup'!O38=2,C38,\"\")","v":0},{"$f":"IF('9.2 Tidsdiff. - Setup'!O38=1,C38,\"\")","v":""},{"$f":"IF('9.2 Tidsdiff. - Setup'!P38=3,D38,\"\")","v":0},{"$f":"IF('9.2 Tidsdiff. - Setup'!P38=2,D38,\"\")","v":""},{"$f":"IF('9.2 Tidsdiff. - Setup'!P38=1,D38,\"\")","v":""},{"$f":"IF('9.2 Tidsdiff. - Setup'!Q38=3,E38,\"\")","v":0},{"$f":"IF('9.2 Tidsdiff. - Setup'!Q38=2,E38,\"\")","v":""},{"$f":"IF('9.2 Tidsdiff. - Setup'!Q38=1,E38,\"\")","v":""},{"$f":"IF('9.2 Tidsdiff. - Setup'!R38=3,F38,\"\")","v":0},{"$f":"IF('9.2 Tidsdiff. - Setup'!R38=2,F38,\"\")","v":""},{"$f":"IF('9.2 Tidsdiff. - Setup'!R38=1,F38,\"\")","v":""},0,0,0,0]
[null,8,{"$f":"SUMIFS('9.3 Tidsdiff. - Brugerdata'!$F$165:$F$8948,'9.3 Tidsdiff. - Brugerdata'!$E$165:$E$8948,C$29,'9.3 Tidsdiff. - Brugerdata'!$D$165:$D$8948,C$30,'9.3 Tidsdiff. - Brugerdata'!$C$165:$C$8948,$B39)","v":0},{"$f":"SUMIFS('9.3 Tidsdiff. - Brugerdata'!$F$165:$F$8948,'9.3 Tidsdiff. - Brugerdata'!$E$165:$E$8948,C$29,'9.3 Tidsdiff. - Brugerdata'!$D$165:$D$8948,D$30,'9.3 Tidsdiff. - Brugerdata'!$C$165:$C$8948,$B39)","v":0},{"$f":"SUMIFS('9.3 Tidsdiff. - Brugerdata'!$F$165:$F$8948,'9.3 Tidsdiff. - Brugerdata'!$E$165:$E$8948,E$29,'9.3 Tidsdiff. - Brugerdata'!$D$165:$D$8948,E$30,'9.3 Tidsdiff. - Brugerdata'!$C$165:$C$8948,$B39)","v":0},{"$f":"SUMIFS('9.3 Tidsdiff. - Brugerdata'!$F$165:$F$8948,'9.3 Tidsdiff. - Brugerdata'!$E$165:$E$8948,E$29,'9.3 Tidsdiff. - Brugerdata'!$D$165:$D$8948,F$30,'9.3 Tidsdiff. - Brugerdata'!$C$165:$C$8948,$B39)","v":0},null,8,{"$f":"AVERAGEIFS('9.3 Tidsdiff. - Brugerdata'!$F$165:$F$8948,'9.3 Tidsdiff. - Brugerdata'!$C$165:$C$8948,$H39,'9.3 Tidsdiff. - Brugerdata'!$D$165:$D$8948,I$30,'9.3 Tidsdiff. - Brugerdata'!$E$165:$E$8948,I$29)","v":{"$error":"#DIV/0!"}},{"$f":"AVERAGEIFS('9.3 Tidsdiff. - Brugerdata'!$F$165:$F$8948,'9.3 Tidsdiff. - Brugerdata'!$C$165:$C$8948,$H39,'9.3 Tidsdiff. - Brugerdata'!$D$165:$D$8948,J$30,'9.3 Tidsdiff. - Brugerdata'!$E$165:$E$8948,I$29)","v":{"$error":"#DIV/0!"}},{"$f":"AVERAGEIFS('9.3 Tidsdiff. - Brugerdata'!$F$165:$F$8948,'9.3 Tidsdiff. - Brugerdata'!$C$165:$C$8948,$H39,'9.3 Tidsdiff. - Brugerdata'!$D$165:$D$8948,K$30,'9.3 Tidsdiff. - Brugerdata'!$E$165:$E$8948,K$29)","v":{"$error":"#DIV/0!"}},{"$f":"AVERAGEIFS('9.3 Tidsdiff. - Brugerdata'!$F$165:$F$8948,'9.3 Tidsdiff. - Brugerdata'!$C$165:$C$8948,$H39,'9.3 Tidsdiff. - Brugerdata'!$D$165:$D$8948,L$30,'9.3 Tidsdiff. - Brugerdata'!$E$165:$E$8948,K$29)","v":{"$error":"#DIV/0!"}},null,null,null,null,null,null,null,"7-8",{"$f":"IF('9.2 Tidsdiff. - Setup'!O39=3,C39,\"\")","v":""},{"$f":"IF('9.2 Tidsdiff. - Setup'!O39=2,C39,\"\")","v":""},{"$f":"IF('9.2 Tidsdiff. - Setup'!O39=1,C39,\"\")","v":0},{"$f":"IF('9.2 Tidsdiff. - Setup'!P39=3,D39,\"\")","v":0},{"$f":"IF('9.2 Tidsdiff. - Setup'!P39=2,D39,\"\")","v":""},{"$f":"IF('9.2 Tidsdiff. - Setup'!P39=1,D39,\"\")","v":""},{"$f":"IF('9.2 Tidsdiff. - Setup'!Q39=3,E39,\"\")","v":""},{"$f":"IF('9.2 Tidsdiff. - Setup'!Q39=2,E39,\"\")","v":0},{"$f":"IF('9.2 Tidsdiff. - Setup'!Q39=1,E39,\"\")","v":""},{"$f":"IF('9.2 Tidsdiff. - Setup'!R39=3,F39,\"\")","v":0},{"$f":"IF('9.2 Tidsdiff. - Setup'!R39=2,F39,\"\")","v":""},{"$f":"IF('9.2 Tidsdiff. - Setup'!R39=1,F39,\"\")","v":""},0,0,0,0]
[null,9,{"$f":"SUMIFS('9.3 Tidsdiff. - Brugerdata'!$F$165:$F$8948,'9.3 Tidsdiff. - Brugerdata'!$E$165:$E$8948,C$29,'9.3 Tidsdiff. - Brugerdata'!$D$165:$D$8948,C$30,'9.3 Tidsdiff. - Brugerdata'!$C$165:$C$8948,$B40)","v":0},{"$f":"SUMIFS('9.3 Tidsdiff. - Brugerdata'!$F$165:$F$8948,'9.3 Tidsdiff. - Brugerdata'!$E$165:$E$8948,C$29,'9.3 Tidsdiff. - Brugerdata'!$D$165:$D$8948,D$30,'9.3 Tidsdiff. - Brugerdata'!$C$165:$C$8948,$B40)","v":0},{"$f":"SUMIFS('9.3 Tidsdiff. - Brugerdata'!$F$165:$F$8948,'9.3 Tidsdiff. - Brugerdata'!$E$165:$E$8948,E$29,'9.3 Tidsdiff. - Brugerdata'!$D$165:$D$8948,E$30,'9.3 Tidsdiff. - Brugerdata'!$C$165:$C$8948,$B40)","v":0},{"$f":"SUMIFS('9.3 Tidsdiff. - Brugerdata'!$F$165:$F$8948,'9.3 Tidsdiff. - Brugerdata'!$E$165:$E$8948,E$29,'9.3 Tidsdiff. - Brugerdata'!$D$165:$D$8948,F$30,'9.3 Tidsdiff. - Brugerdata'!$C$165:$C$8948,$B40)","v":0},null,9,{"$f":"AVERAGEIFS('9.3 Tidsdiff. - Brugerdata'!$F$165:$F$8948,'9.3 Tidsdiff. - Brugerdata'!$C$165:$C$8948,$H40,'9.3 Tidsdiff. - Brugerdata'!$D$165:$D$8948,I$30,'9.3 Tidsdiff. - Brugerdata'!$E$165:$E$8948,I$29)","v":{"$error":"#DIV/0!"}},{"$f":"AVERAGEIFS('9.3 Tidsdiff. - Brugerdata'!$F$165:$F$8948,'9.3 Tidsdiff. - Brugerdata'!$C$165:$C$8948,$H40,'9.3 Tidsdiff. - Brugerdata'!$D$165:$D$8948,J$30,'9.3 Tidsdiff. - Brugerdata'!$E$165:$E$8948,I$29)","v":{"$error":"#DIV/0!"}},{"$f":"AVERAGEIFS('9.3 Tidsdiff. - Brugerdata'!$F$165:$F$8948,'9.3 Tidsdiff. - Brugerdata'!$C$165:$C$8948,$H40,'9.3 Tidsdiff. - Brugerdata'!$D$165:$D$8948,K$30,'9.3 Tidsdiff. - Brugerdata'!$E$165:$E$8948,K$29)","v":{"$error":"#DIV/0!"}},{"$f":"AVERAGEIFS('9.3 Tidsdiff. - Brugerdata'!$F$165:$F$8948,'9.3 Tidsdiff. - Brugerdata'!$C$165:$C$8948,$H40,'9.3 Tidsdiff. - Brugerdata'!$D$165:$D$8948,L$30,'9.3 Tidsdiff. - Brugerdata'!$E$165:$E$8948,K$29)","v":{"$error":"#DIV/0!"}},null,null,null,null,null,null,null,"8-9",{"$f":"IF('9.2 Tidsdiff. - Setup'!O40=3,C40,\"\")","v":""},{"$f":"IF('9.2 Tidsdiff. - Setup'!O40=2,C40,\"\")","v":""},{"$f":"IF('9.2 Tidsdiff. - Setup'!O40=1,C40,\"\")","v":0},{"$f":"IF('9.2 Tidsdiff. - Setup'!P40=3,D40,\"\")","v":0},{"$f":"IF('9.2 Tidsdiff. - Setup'!P40=2,D40,\"\")","v":""},{"$f":"IF('9.2 Tidsdiff. - Setup'!P40=1,D40,\"\")","v":""},{"$f":"IF('9.2 Tidsdiff. - Setup'!Q40=3,E40,\"\")","v":""},{"$f":"IF('9.2 Tidsdiff. - Setup'!Q40=2,E40,\"\")","v":0},{"$f":"IF('9.2 Tidsdiff. - Setup'!Q40=1,E40,\"\")","v":""},{"$f":"IF('9.2 Tidsdiff. - Setup'!R40=3,F40,\"\")","v":0},{"$f":"IF('9.2 Tidsdiff. - Setup'!R40=2,F40,\"\")","v":""},{"$f":"IF('9.2 Tidsdiff. - Setup'!R40=1,F40,\"\")","v":""},0,0,0,0]
[null,10,{"$f":"SUMIFS('9.3 Tidsdiff. - Brugerdata'!$F$165:$F$8948,'9.3 Tidsdiff. - Brugerdata'!$E$165:$E$8948,C$29,'9.3 Tidsdiff. - Brugerdata'!$D$165:$D$8948,C$30,'9.3 Tidsdiff. - Brugerdata'!$C$165:$C$8948,$B41)","v":0},{"$f":"SUMIFS('9.3 Tidsdiff. - Brugerdata'!$F$165:$F$8948,'9.3 Tidsdiff. - Brugerdata'!$E$165:$E$8948,C$29,'9.3 Tidsdiff. - Brugerdata'!$D$165:$D$8948,D$30,'9.3 Tidsdiff. - Brugerdata'!$C$165:$C$8948,$B41)","v":0},{"$f":"SUMIFS('9.3 Tidsdiff. - Brugerdata'!$F$165:$F$8948,'9.3 Tidsdiff. - Brugerdata'!$E$165:$E$8948,E$29,'9.3 Tidsdiff. - Brugerdata'!$D$165:$D$8948,E$30,'9.3 Tidsdiff. - Brugerdata'!$C$165:$C$8948,$B41)","v":0},{"$f":"SUMIFS('9.3 Tidsdiff. - Brugerdata'!$F$165:$F$8948,'9.3 Tidsdiff. - Brugerdata'!$E$165:$E$8948,E$29,'9.3 Tidsdiff. - Brugerdata'!$D$165:$D$8948,F$30,'9.3 Tidsdiff. - Brugerdata'!$C$165:$C$8948,$B41)","v":0},null,10,{"$f":"AVERAGEIFS('9.3 Tidsdiff. - Brugerdata'!$F$165:$F$8948,'9.3 Tidsdiff. - Brugerdata'!$C$165:$C$8948,$H41,'9.3 Tidsdiff. - Brugerdata'!$D$165:$D$8948,I$30,'9.3 Tidsdiff. - Brugerdata'!$E$165:$E$8948,I$29)","v":{"$error":"#DIV/0!"}},{"$f":"AVERAGEIFS('9.3 Tidsdiff. - Brugerdata'!$F$165:$F$8948,'9.3 Tidsdiff. - Brugerdata'!$C$165:$C$8948,$H41,'9.3 Tidsdiff. - Brugerdata'!$D$165:$D$8948,J$30,'9.3 Tidsdiff. - Brugerdata'!$E$165:$E$8948,I$29)","v":{"$error":"#DIV/0!"}},{"$f":"AVERAGEIFS('9.3 Tidsdiff. - Brugerdata'!$F$165:$F$8948,'9.3 Tidsdiff. - Brugerdata'!$C$165:$C$8948,$H41,'9.3 Tidsdiff. - Brugerdata'!$D$165:$D$8948,K$30,'9.3 Tidsdiff. - Brugerdata'!$E$165:$E$8948,K$29)","v":{"$error":"#DIV/0!"}},{"$f":"AVERAGEIFS('9.3 Tidsdiff. - Brugerdata'!$F$165:$F$8948,'9.3 Tidsdiff. - Brugerdata'!$C$165:$C$8948,$H41,'9.3 Tidsdiff. - Brugerdata'!$D$165:$D$8948,L$30,'9.3 Tidsdiff. - Brugerdata'!$E$165:$E$8948,K$29)","v":{"$error":"#DIV/0!"}},null,null,null,null,null,null,null,"9-10",{"$f":"IF('9.2 Tidsdiff. - Setup'!O41=3,C41,\"\")","v":""},{"$f":"IF('9.2 Tidsdiff. - Setup'!O41=2,C41,\"\")","v":""},{"$f":"IF('9.2 Tidsdiff. - Setup'!O41=1,C41,\"\")","v":0},{"$f":"IF('9.2 Tidsdiff. - Setup'!P41=3,D41,\"\")","v":0},{"$f":"IF('9.2 Tidsdiff. - Setup'!P41=2,D41,\"\")","v":""},{"$f":"IF('9.2 Tidsdiff. - Setup'!P41=1,D41,\"\")","v":""},{"$f":"IF('9.2 Tidsdiff. - Setup'!Q41=3,E41,\"\")","v":""},{"$f":"IF('9.2 Tidsdiff. - Setup'!Q41=2,E41,\"\")","v":0},{"$f":"IF('9.2 Tidsdiff. - Setup'!Q41=1,E41,\"\")","v":""},{"$f":"IF('9.2 Tidsdiff. - Setup'!R41=3,F41,\"\")","v":0},{"$f":"IF('9.2 Tidsdiff. - Setup'!R41=2,F41,\"\")","v":""},{"$f":"IF('9.2 Tidsdiff. - Setup'!R41=1,F41,\"\")","v":""},0,0,0,0]
[null,11,{"$f":"SUMIFS('9.3 Tidsdiff. - Brugerdata'!$F$165:$F$8948,'9.3 Tidsdiff. - Brugerdata'!$E$165:$E$8948,C$29,'9.3 Tidsdiff. - Brugerdata'!$D$165:$D$8948,C$30,'9.3 Tidsdiff. - Brugerdata'!$C$165:$C$8948,$B42)","v":0},{"$f":"SUMIFS('9.3 Tidsdiff. - Brugerdata'!$F$165:$F$8948,'9.3 Tidsdiff. - Brugerdata'!$E$165:$E$8948,C$29,'9.3 Tidsdiff. - Brugerdata'!$D$165:$D$8948,D$30,'9.3 Tidsdiff. - Brugerdata'!$C$165:$C$8948,$B42)","v":0},{"$f":"SUMIFS('9.3 Tidsdiff. - Brugerdata'!$F$165:$F$8948,'9.3 Tidsdiff. - Brugerdata'!$E$165:$E$8948,E$29,'9.3 Tidsdiff. - Brugerdata'!$D$165:$D$8948,E$30,'9.3 Tidsdiff. - Brugerdata'!$C$165:$C$8948,$B42)","v":0},{"$f":"SUMIFS('9.3 Tidsdiff. - Brugerdata'!$F$165:$F$8948,'9.3 Tidsdiff. - Brugerdata'!$E$165:$E$8948,E$29,'9.3 Tidsdiff. - Brugerdata'!$D$165:$D$8948,F$30,'9.3 Tidsdiff. - Brugerdata'!$C$165:$C$8948,$B42)","v":0},null,11,{"$f":"AVERAGEIFS('9.3 Tidsdiff. - Brugerdata'!$F$165:$F$8948,'9.3 Tidsdiff. - Brugerdata'!$C$165:$C$8948,$H42,'9.3 Tidsdiff. - Brugerdata'!$D$165:$D$8948,I$30,'9.3 Tidsdiff. - Brugerdata'!$E$165:$E$8948,I$29)","v":{"$error":"#DIV/0!"}},{"$f":"AVERAGEIFS('9.3 Tidsdiff. - Brugerdata'!$F$165:$F$8948,'9.3 Tidsdiff. - Brugerdata'!$C$165:$C$8948,$H42,'9.3 Tidsdiff. - Brugerdata'!$D$165:$D$8948,J$30,'9.3 Tidsdiff. - Brugerdata'!$E$165:$E$8948,I$29)","v":{"$error":"#DIV/0!"}},{"$f":"AVERAGEIFS('9.3 Tidsdiff. - Brugerdata'!$F$165:$F$8948,'9.3 Tidsdiff. - Brugerdata'!$C$165:$C$8948,$H42,'9.3 Tidsdiff. - Brugerdata'!$D$165:$D$8948,K$30,'9.3 Tidsdiff. - Brugerdata'!$E$165:$E$8948,K$29)","v":{"$error":"#DIV/0!"}},{"$f":"AVERAGEIFS('9.3 Tidsdiff. - Brugerdata'!$F$165:$F$8948,'9.3 Tidsdiff. - Brugerdata'!$C$165:$C$8948,$H42,'9.3 Tidsdiff. - Brugerdata'!$D$165:$D$8948,L$30,'9.3 Tidsdiff. - Brugerdata'!$E$165:$E$8948,K$29)","v":{"$error":"#DIV/0!"}},null,null,null,null,null,null,null,"10-11",{"$f":"IF('9.2 Tidsdiff. - Setup'!O42=3,C42,\"\")","v":""},{"$f":"IF('9.2 Tidsdiff. - Setup'!O42=2,C42,\"\")","v":""},{"$f":"IF('9.2 Tidsdiff. - Setup'!O42=1,C42,\"\")","v":0},{"$f":"IF('9.2 Tidsdiff. - Setup'!P42=3,D42,\"\")","v":0},{"$f":"IF('9.2 Tidsdiff. - Setup'!P42=2,D42,\"\")","v":""},{"$f":"IF('9.2 Tidsdiff. - Setup'!P42=1,D42,\"\")","v":""},{"$f":"IF('9.2 Tidsdiff. - Setup'!Q42=3,E42,\"\")","v":""},{"$f":"IF('9.2 Tidsdiff. - Setup'!Q42=2,E42,\"\")","v":0},{"$f":"IF('9.2 Tidsdiff. - Setup'!Q42=1,E42,\"\")","v":""},{"$f":"IF('9.2 Tidsdiff. - Setup'!R42=3,F42,\"\")","v":0},{"$f":"IF('9.2 Tidsdiff. - Setup'!R42=2,F42,\"\")","v":""},{"$f":"IF('9.2 Tidsdiff. - Setup'!R42=1,F42,\"\")","v":""},0,0,0,0]
[null,12,{"$f":"SUMIFS('9.3 Tidsdiff. - Brugerdata'!$F$165:$F$8948,'9.3 Tidsdiff. - Brugerdata'!$E$165:$E$8948,C$29,'9.3 Tidsdiff. - Brugerdata'!$D$165:$D$8948,C$30,'9.3 Tidsdiff. - Brugerdata'!$C$165:$C$8948,$B43)","v":0},{"$f":"SUMIFS('9.3 Tidsdiff. - Brugerdata'!$F$165:$F$8948,'9.3 Tidsdiff. - Brugerdata'!$E$165:$E$8948,C$29,'9.3 Tidsdiff. - Brugerdata'!$D$165:$D$8948,D$30,'9.3 Tidsdiff. - Brugerdata'!$C$165:$C$8948,$B43)","v":0},{"$f":"SUMIFS('9.3 Tidsdiff. - Brugerdata'!$F$165:$F$8948,'9.3 Tidsdiff. - Brugerdata'!$E$165:$E$8948,E$29,'9.3 Tidsdiff. - Brugerdata'!$D$165:$D$8948,E$30,'9.3 Tidsdiff. - Brugerdata'!$C$165:$C$8948,$B43)","v":0},{"$f":"SUMIFS('9.3 Tidsdiff. - Brugerdata'!$F$165:$F$8948,'9.3 Tidsdiff. - Brugerdata'!$E$165:$E$8948,E$29,'9.3 Tidsdiff. - Brugerdata'!$D$165:$D$8948,F$30,'9.3 Tidsdiff. - Brugerdata'!$C$165:$C$8948,$B43)","v":0},null,12,{"$f":"AVERAGEIFS('9.3 Tidsdiff. - Brugerdata'!$F$165:$F$8948,'9.3 Tidsdiff. - Brugerdata'!$C$165:$C$8948,$H43,'9.3 Tidsdiff. - Brugerdata'!$D$165:$D$8948,I$30,'9.3 Tidsdiff. - Brugerdata'!$E$165:$E$8948,I$29)","v":{"$error":"#DIV/0!"}},{"$f":"AVERAGEIFS('9.3 Tidsdiff. - Brugerdata'!$F$165:$F$8948,'9.3 Tidsdiff. - Brugerdata'!$C$165:$C$8948,$H43,'9.3 Tidsdiff. - Brugerdata'!$D$165:$D$8948,J$30,'9.3 Tidsdiff. - Brugerdata'!$E$165:$E$8948,I$29)","v":{"$error":"#DIV/0!"}},{"$f":"AVERAGEIFS('9.3 Tidsdiff. - Brugerdata'!$F$165:$F$8948,'9.3 Tidsdiff. - Brugerdata'!$C$165:$C$8948,$H43,'9.3 Tidsdiff. - Brugerdata'!$D$165:$D$8948,K$30,'9.3 Tidsdiff. - Brugerdata'!$E$165:$E$8948,K$29)","v":{"$error":"#DIV/0!"}},{"$f":"AVERAGEIFS('9.3 Tidsdiff. - Brugerdata'!$F$165:$F$8948,'9.3 Tidsdiff. - Brugerdata'!$C$165:$C$8948,$H43,'9.3 Tidsdiff. - Brugerdata'!$D$165:$D$8948,L$30,'9.3 Tidsdiff. - Brugerdata'!$E$165:$E$8948,K$29)","v":{"$error":"#DIV/0!"}},null,null,null,null,null,null,null,"11-12",{"$f":"IF('9.2 Tidsdiff. - Setup'!O43=3,C43,\"\")","v":""},{"$f":"IF('9.2 Tidsdiff. - Setup'!O43=2,C43,\"\")","v":""},{"$f":"IF('9.2 Tidsdiff. - Setup'!O43=1,C43,\"\")","v":0},{"$f":"IF('9.2 Tidsdiff. - Setup'!P43=3,D43,\"\")","v":0},{"$f":"IF('9.2 Tidsdiff. - Setup'!P43=2,D43,\"\")","v":""},{"$f":"IF('9.2 Tidsdiff. - Setup'!P43=1,D43,\"\")","v":""},{"$f":"IF('9.2 Tidsdiff. - Setup'!Q43=3,E43,\"\")","v":""},{"$f":"IF('9.2 Tidsdiff. - Setup'!Q43=2,E43,\"\")","v":0},{"$f":"IF('9.2 Tidsdiff. - Setup'!Q43=1,E43,\"\")","v":""},{"$f":"IF('9.2 Tidsdiff. - Setup'!R43=3,F43,\"\")","v":0},{"$f":"IF('9.2 Tidsdiff. - Setup'!R43=2,F43,\"\")","v":""},{"$f":"IF('9.2 Tidsdiff. - Setup'!R43=1,F43,\"\")","v":""},0,0,0,0]
[null,13,{"$f":"SUMIFS('9.3 Tidsdiff. - Brugerdata'!$F$165:$F$8948,'9.3 Tidsdiff. - Brugerdata'!$E$165:$E$8948,C$29,'9.3 Tidsdiff. - Brugerdata'!$D$165:$D$8948,C$30,'9.3 Tidsdiff. - Brugerdata'!$C$165:$C$8948,$B44)","v":0},{"$f":"SUMIFS('9.3 Tidsdiff. - Brugerdata'!$F$165:$F$8948,'9.3 Tidsdiff. - Brugerdata'!$E$165:$E$8948,C$29,'9.3 Tidsdiff. - Brugerdata'!$D$165:$D$8948,D$30,'9.3 Tidsdiff. - Brugerdata'!$C$165:$C$8948,$B44)","v":0},{"$f":"SUMIFS('9.3 Tidsdiff. - Brugerdata'!$F$165:$F$8948,'9.3 Tidsdiff. - Brugerdata'!$E$165:$E$8948,E$29,'9.3 Tidsdiff. - Brugerdata'!$D$165:$D$8948,E$30,'9.3 Tidsdiff. - Brugerdata'!$C$165:$C$8948,$B44)","v":0},{"$f":"SUMIFS('9.3 Tidsdiff. - Brugerdata'!$F$165:$F$8948,'9.3 Tidsdiff. - Brugerdata'!$E$165:$E$8948,E$29,'9.3 Tidsdiff. - Brugerdata'!$D$165:$D$8948,F$30,'9.3 Tidsdiff. - Brugerdata'!$C$165:$C$8948,$B44)","v":0},null,13,{"$f":"AVERAGEIFS('9.3 Tidsdiff. - Brugerdata'!$F$165:$F$8948,'9.3 Tidsdiff. - Brugerdata'!$C$165:$C$8948,$H44,'9.3 Tidsdiff. - Brugerdata'!$D$165:$D$8948,I$30,'9.3 Tidsdiff. - Brugerdata'!$E$165:$E$8948,I$29)","v":{"$error":"#DIV/0!"}},{"$f":"AVERAGEIFS('9.3 Tidsdiff. - Brugerdata'!$F$165:$F$8948,'9.3 Tidsdiff. - Brugerdata'!$C$165:$C$8948,$H44,'9.3 Tidsdiff. - Brugerdata'!$D$165:$D$8948,J$30,'9.3 Tidsdiff. - Brugerdata'!$E$165:$E$8948,I$29)","v":{"$error":"#DIV/0!"}},{"$f":"AVERAGEIFS('9.3 Tidsdiff. - Brugerdata'!$F$165:$F$8948,'9.3 Tidsdiff. - Brugerdata'!$C$165:$C$8948,$H44,'9.3 Tidsdiff. - Brugerdata'!$D$165:$D$8948,K$30,'9.3 Tidsdiff. - Brugerdata'!$E$165:$E$8948,K$29)","v":{"$error":"#DIV/0!"}},{"$f":"AVERAGEIFS('9.3 Tidsdiff. - Brugerdata'!$F$165:$F$8948,'9.3 Tidsdiff. - Brugerdata'!$C$165:$C$8948,$H44,'9.3 Tidsdiff. - Brugerdata'!$D$165:$D$8948,L$30,'9.3 Tidsdiff. - Brugerdata'!$E$165:$E$8948,K$29)","v":{"$error":"#DIV/0!"}},null,null,null,null,null,null,null,"12-13",{"$f":"IF('9.2 Tidsdiff. - Setup'!O44=3,C44,\"\")","v":""},{"$f":"IF('9.2 Tidsdiff. - Setup'!O44=2,C44,\"\")","v":""},{"$f":"IF('9.2 Tidsdiff. - Setup'!O44=1,C44,\"\")","v":0},{"$f":"IF('9.2 Tidsdiff. - Setup'!P44=3,D44,\"\")","v":0},{"$f":"IF('9.2 Tidsdiff. - Setup'!P44=2,D44,\"\")","v":""},{"$f":"IF('9.2 Tidsdiff. - Setup'!P44=1,D44,\"\")","v":""},{"$f":"IF('9.2 Tidsdiff. - Setup'!Q44=3,E44,\"\")","v":""},{"$f":"IF('9.2 Tidsdiff. - Setup'!Q44=2,E44,\"\")","v":0},{"$f":"IF('9.2 Tidsdiff. - Setup'!Q44=1,E44,\"\")","v":""},{"$f":"IF('9.2 Tidsdiff. - Setup'!R44=3,F44,\"\")","v":0},{"$f":"IF('9.2 Tidsdiff. - Setup'!R44=2,F44,\"\")","v":""},{"$f":"IF('9.2 Tidsdiff. - Setup'!R44=1,F44,\"\")","v":""},0,0,0,0]
[null,14,{"$f":"SUMIFS('9.3 Tidsdiff. - Brugerdata'!$F$165:$F$8948,'9.3 Tidsdiff. - Brugerdata'!$E$165:$E$8948,C$29,'9.3 Tidsdiff. - Brugerdata'!$D$165:$D$8948,C$30,'9.3 Tidsdiff. - Brugerdata'!$C$165:$C$8948,$B45)","v":0},{"$f":"SUMIFS('9.3 Tidsdiff. - Brugerdata'!$F$165:$F$8948,'9.3 Tidsdiff. - Brugerdata'!$E$165:$E$8948,C$29,'9.3 Tidsdiff. - Brugerdata'!$D$165:$D$8948,D$30,'9.3 Tidsdiff. - Brugerdata'!$C$165:$C$8948,$B45)","v":0},{"$f":"SUMIFS('9.3 Tidsdiff. - Brugerdata'!$F$165:$F$8948,'9.3 Tidsdiff. - Brugerdata'!$E$165:$E$8948,E$29,'9.3 Tidsdiff. - Brugerdata'!$D$165:$D$8948,E$30,'9.3 Tidsdiff. - Brugerdata'!$C$165:$C$8948,$B45)","v":0},{"$f":"SUMIFS('9.3 Tidsdiff. - Brugerdata'!$F$165:$F$8948,'9.3 Tidsdiff. - Brugerdata'!$E$165:$E$8948,E$29,'9.3 Tidsdiff. - Brugerdata'!$D$165:$D$8948,F$30,'9.3 Tidsdiff. - Brugerdata'!$C$165:$C$8948,$B45)","v":0},null,14,{"$f":"AVERAGEIFS('9.3 Tidsdiff. - Brugerdata'!$F$165:$F$8948,'9.3 Tidsdiff. - Brugerdata'!$C$165:$C$8948,$H45,'9.3 Tidsdiff. - Brugerdata'!$D$165:$D$8948,I$30,'9.3 Tidsdiff. - Brugerdata'!$E$165:$E$8948,I$29)","v":{"$error":"#DIV/0!"}},{"$f":"AVERAGEIFS('9.3 Tidsdiff. - Brugerdata'!$F$165:$F$8948,'9.3 Tidsdiff. - Brugerdata'!$C$165:$C$8948,$H45,'9.3 Tidsdiff. - Brugerdata'!$D$165:$D$8948,J$30,'9.3 Tidsdiff. - Brugerdata'!$E$165:$E$8948,I$29)","v":{"$error":"#DIV/0!"}},{"$f":"AVERAGEIFS('9.3 Tidsdiff. - Brugerdata'!$F$165:$F$8948,'9.3 Tidsdiff. - Brugerdata'!$C$165:$C$8948,$H45,'9.3 Tidsdiff. - Brugerdata'!$D$165:$D$8948,K$30,'9.3 Tidsdiff. - Brugerdata'!$E$165:$E$8948,K$29)","v":{"$error":"#DIV/0!"}},{"$f":"AVERAGEIFS('9.3 Tidsdiff. - Brugerdata'!$F$165:$F$8948,'9.3 Tidsdiff. - Brugerdata'!$C$165:$C$8948,$H45,'9.3 Tidsdiff. - Brugerdata'!$D$165:$D$8948,L$30,'9.3 Tidsdiff. - Brugerdata'!$E$165:$E$8948,K$29)","v":{"$error":"#DIV/0!"}},null,null,null,null,null,null,null,"13-14",{"$f":"IF('9.2 Tidsdiff. - Setup'!O45=3,C45,\"\")","v":""},{"$f":"IF('9.2 Tidsdiff. - Setup'!O45=2,C45,\"\")","v":""},{"$f":"IF('9.2 Tidsdiff. - Setup'!O45=1,C45,\"\")","v":0},{"$f":"IF('9.2 Tidsdiff. - Setup'!P45=3,D45,\"\")","v":0},{"$f":"IF('9.2 Tidsdiff. - Setup'!P45=2,D45,\"\")","v":""},{"$f":"IF('9.2 Tidsdiff. - Setup'!P45=1,D45,\"\")","v":""},{"$f":"IF('9.2 Tidsdiff. - Setup'!Q45=3,E45,\"\")","v":""},{"$f":"IF('9.2 Tidsdiff. - Setup'!Q45=2,E45,\"\")","v":0},{"$f":"IF('9.2 Tidsdiff. - Setup'!Q45=1,E45,\"\")","v":""},{"$f":"IF('9.2 Tidsdiff. - Setup'!R45=3,F45,\"\")","v":0},{"$f":"IF('9.2 Tidsdiff. - Setup'!R45=2,F45,\"\")","v":""},{"$f":"IF('9.2 Tidsdiff. - Setup'!R45=1,F45,\"\")","v":""},0,0,0,0]
[null,15,{"$f":"SUMIFS('9.3 Tidsdiff. - Brugerdata'!$F$165:$F$8948,'9.3 Tidsdiff. - Brugerdata'!$E$165:$E$8948,C$29,'9.3 Tidsdiff. - Brugerdata'!$D$165:$D$8948,C$30,'9.3 Tidsdiff. - Brugerdata'!$C$165:$C$8948,$B46)","v":0},{"$f":"SUMIFS('9.3 Tidsdiff. - Brugerdata'!$F$165:$F$8948,'9.3 Tidsdiff. - Brugerdata'!$E$165:$E$8948,C$29,'9.3 Tidsdiff. - Brugerdata'!$D$165:$D$8948,D$30,'9.3 Tidsdiff. - Brugerdata'!$C$165:$C$8948,$B46)","v":0},{"$f":"SUMIFS('9.3 Tidsdiff. - Brugerdata'!$F$165:$F$8948,'9.3 Tidsdiff. - Brugerdata'!$E$165:$E$8948,E$29,'9.3 Tidsdiff. - Brugerdata'!$D$165:$D$8948,E$30,'9.3 Tidsdiff. - Brugerdata'!$C$165:$C$8948,$B46)","v":0},{"$f":"SUMIFS('9.3 Tidsdiff. - Brugerdata'!$F$165:$F$8948,'9.3 Tidsdiff. - Brugerdata'!$E$165:$E$8948,E$29,'9.3 Tidsdiff. - Brugerdata'!$D$165:$D$8948,F$30,'9.3 Tidsdiff. - Brugerdata'!$C$165:$C$8948,$B46)","v":0},null,15,{"$f":"AVERAGEIFS('9.3 Tidsdiff. - Brugerdata'!$F$165:$F$8948,'9.3 Tidsdiff. - Brugerdata'!$C$165:$C$8948,$H46,'9.3 Tidsdiff. - Brugerdata'!$D$165:$D$8948,I$30,'9.3 Tidsdiff. - Brugerdata'!$E$165:$E$8948,I$29)","v":{"$error":"#DIV/0!"}},{"$f":"AVERAGEIFS('9.3 Tidsdiff. - Brugerdata'!$F$165:$F$8948,'9.3 Tidsdiff. - Brugerdata'!$C$165:$C$8948,$H46,'9.3 Tidsdiff. - Brugerdata'!$D$165:$D$8948,J$30,'9.3 Tidsdiff. - Brugerdata'!$E$165:$E$8948,I$29)","v":{"$error":"#DIV/0!"}},{"$f":"AVERAGEIFS('9.3 Tidsdiff. - Brugerdata'!$F$165:$F$8948,'9.3 Tidsdiff. - Brugerdata'!$C$165:$C$8948,$H46,'9.3 Tidsdiff. - Brugerdata'!$D$165:$D$8948,K$30,'9.3 Tidsdiff. - Brugerdata'!$E$165:$E$8948,K$29)","v":{"$error":"#DIV/0!"}},{"$f":"AVERAGEIFS('9.3 Tidsdiff. - Brugerdata'!$F$165:$F$8948,'9.3 Tidsdiff. - Brugerdata'!$C$165:$C$8948,$H46,'9.3 Tidsdiff. - Brugerdata'!$D$165:$D$8948,L$30,'9.3 Tidsdiff. - Brugerdata'!$E$165:$E$8948,K$29)","v":{"$error":"#DIV/0!"}},null,null,null,null,null,null,null,"14-15",{"$f":"IF('9.2 Tidsdiff. - Setup'!O46=3,C46,\"\")","v":""},{"$f":"IF('9.2 Tidsdiff. - Setup'!O46=2,C46,\"\")","v":""},{"$f":"IF('9.2 Tidsdiff. - Setup'!O46=1,C46,\"\")","v":0},{"$f":"IF('9.2 Tidsdiff. - Setup'!P46=3,D46,\"\")","v":0},{"$f":"IF('9.2 Tidsdiff. - Setup'!P46=2,D46,\"\")","v":""},{"$f":"IF('9.2 Tidsdiff. - Setup'!P46=1,D46,\"\")","v":""},{"$f":"IF('9.2 Tidsdiff. - Setup'!Q46=3,E46,\"\")","v":""},{"$f":"IF('9.2 Tidsdiff. - Setup'!Q46=2,E46,\"\")","v":0},{"$f":"IF('9.2 Tidsdiff. - Setup'!Q46=1,E46,\"\")","v":""},{"$f":"IF('9.2 Tidsdiff. - Setup'!R46=3,F46,\"\")","v":0},{"$f":"IF('9.2 Tidsdiff. - Setup'!R46=2,F46,\"\")","v":""},{"$f":"IF('9.2 Tidsdiff. - Setup'!R46=1,F46,\"\")","v":""},0,0,0,0]
[null,16,{"$f":"SUMIFS('9.3 Tidsdiff. - Brugerdata'!$F$165:$F$8948,'9.3 Tidsdiff. - Brugerdata'!$E$165:$E$8948,C$29,'9.3 Tidsdiff. - Brugerdata'!$D$165:$D$8948,C$30,'9.3 Tidsdiff. - Brugerdata'!$C$165:$C$8948,$B47)","v":0},{"$f":"SUMIFS('9.3 Tidsdiff. - Brugerdata'!$F$165:$F$8948,'9.3 Tidsdiff. - Brugerdata'!$E$165:$E$8948,C$29,'9.3 Tidsdiff. - Brugerdata'!$D$165:$D$8948,D$30,'9.3 Tidsdiff. - Brugerdata'!$C$165:$C$8948,$B47)","v":0},{"$f":"SUMIFS('9.3 Tidsdiff. - Brugerdata'!$F$165:$F$8948,'9.3 Tidsdiff. - Brugerdata'!$E$165:$E$8948,E$29,'9.3 Tidsdiff. - Brugerdata'!$D$165:$D$8948,E$30,'9.3 Tidsdiff. - Brugerdata'!$C$165:$C$8948,$B47)","v":0},{"$f":"SUMIFS('9.3 Tidsdiff. - Brugerdata'!$F$165:$F$8948,'9.3 Tidsdiff. - Brugerdata'!$E$165:$E$8948,E$29,'9.3 Tidsdiff. - Brugerdata'!$D$165:$D$8948,F$30,'9.3 Tidsdiff. - Brugerdata'!$C$165:$C$8948,$B47)","v":0},null,16,{"$f":"AVERAGEIFS('9.3 Tidsdiff. - Brugerdata'!$F$165:$F$8948,'9.3 Tidsdiff. - Brugerdata'!$C$165:$C$8948,$H47,'9.3 Tidsdiff. - Brugerdata'!$D$165:$D$8948,I$30,'9.3 Tidsdiff. - Brugerdata'!$E$165:$E$8948,I$29)","v":{"$error":"#DIV/0!"}},{"$f":"AVERAGEIFS('9.3 Tidsdiff. - Brugerdata'!$F$165:$F$8948,'9.3 Tidsdiff. - Brugerdata'!$C$165:$C$8948,$H47,'9.3 Tidsdiff. - Brugerdata'!$D$165:$D$8948,J$30,'9.3 Tidsdiff. - Brugerdata'!$E$165:$E$8948,I$29)","v":{"$error":"#DIV/0!"}},{"$f":"AVERAGEIFS('9.3 Tidsdiff. - Brugerdata'!$F$165:$F$8948,'9.3 Tidsdiff. - Brugerdata'!$C$165:$C$8948,$H47,'9.3 Tidsdiff. - Brugerdata'!$D$165:$D$8948,K$30,'9.3 Tidsdiff. - Brugerdata'!$E$165:$E$8948,K$29)","v":{"$error":"#DIV/0!"}},{"$f":"AVERAGEIFS('9.3 Tidsdiff. - Brugerdata'!$F$165:$F$8948,'9.3 Tidsdiff. - Brugerdata'!$C$165:$C$8948,$H47,'9.3 Tidsdiff. - Brugerdata'!$D$165:$D$8948,L$30,'9.3 Tidsdiff. - Brugerdata'!$E$165:$E$8948,K$29)","v":{"$error":"#DIV/0!"}},null,null,null,null,null,null,null,"15-16",{"$f":"IF('9.2 Tidsdiff. - Setup'!O47=3,C47,\"\")","v":""},{"$f":"IF('9.2 Tidsdiff. - Setup'!O47=2,C47,\"\")","v":""},{"$f":"IF('9.2 Tidsdiff. - Setup'!O47=1,C47,\"\")","v":0},{"$f":"IF('9.2 Tidsdiff. - Setup'!P47=3,D47,\"\")","v":0},{"$f":"IF('9.2 Tidsdiff. - Setup'!P47=2,D47,\"\")","v":""},{"$f":"IF('9.2 Tidsdiff. - Setup'!P47=1,D47,\"\")","v":""},{"$f":"IF('9.2 Tidsdiff. - Setup'!Q47=3,E47,\"\")","v":""},{"$f":"IF('9.2 Tidsdiff. - Setup'!Q47=2,E47,\"\")","v":0},{"$f":"IF('9.2 Tidsdiff. - Setup'!Q47=1,E47,\"\")","v":""},{"$f":"IF('9.2 Tidsdiff. - Setup'!R47=3,F47,\"\")","v":0},{"$f":"IF('9.2 Tidsdiff. - Setup'!R47=2,F47,\"\")","v":""},{"$f":"IF('9.2 Tidsdiff. - Setup'!R47=1,F47,\"\")","v":""},0,0,0,0]
[null,17,{"$f":"SUMIFS('9.3 Tidsdiff. - Brugerdata'!$F$165:$F$8948,'9.3 Tidsdiff. - Brugerdata'!$E$165:$E$8948,C$29,'9.3 Tidsdiff. - Brugerdata'!$D$165:$D$8948,C$30,'9.3 Tidsdiff. - Brugerdata'!$C$165:$C$8948,$B48)","v":0},{"$f":"SUMIFS('9.3 Tidsdiff. - Brugerdata'!$F$165:$F$8948,'9.3 Tidsdiff. - Brugerdata'!$E$165:$E$8948,C$29,'9.3 Tidsdiff. - Brugerdata'!$D$165:$D$8948,D$30,'9.3 Tidsdiff. - Brugerdata'!$C$165:$C$8948,$B48)","v":0},{"$f":"SUMIFS('9.3 Tidsdiff. - Brugerdata'!$F$165:$F$8948,'9.3 Tidsdiff. - Brugerdata'!$E$165:$E$8948,E$29,'9.3 Tidsdiff. - Brugerdata'!$D$165:$D$8948,E$30,'9.3 Tidsdiff. - Brugerdata'!$C$165:$C$8948,$B48)","v":0},{"$f":"SUMIFS('9.3 Tidsdiff. - Brugerdata'!$F$165:$F$8948,'9.3 Tidsdiff. - Brugerdata'!$E$165:$E$8948,E$29,'9.3 Tidsdiff. - Brugerdata'!$D$165:$D$8948,F$30,'9.3 Tidsdiff. - Brugerdata'!$C$165:$C$8948,$B48)","v":0},null,17,{"$f":"AVERAGEIFS('9.3 Tidsdiff. - Brugerdata'!$F$165:$F$8948,'9.3 Tidsdiff. - Brugerdata'!$C$165:$C$8948,$H48,'9.3 Tidsdiff. - Brugerdata'!$D$165:$D$8948,I$30,'9.3 Tidsdiff. - Brugerdata'!$E$165:$E$8948,I$29)","v":{"$error":"#DIV/0!"}},{"$f":"AVERAGEIFS('9.3 Tidsdiff. - Brugerdata'!$F$165:$F$8948,'9.3 Tidsdiff. - Brugerdata'!$C$165:$C$8948,$H48,'9.3 Tidsdiff. - Brugerdata'!$D$165:$D$8948,J$30,'9.3 Tidsdiff. - Brugerdata'!$E$165:$E$8948,I$29)","v":{"$error":"#DIV/0!"}},{"$f":"AVERAGEIFS('9.3 Tidsdiff. - Brugerdata'!$F$165:$F$8948,'9.3 Tidsdiff. - Brugerdata'!$C$165:$C$8948,$H48,'9.3 Tidsdiff. - Brugerdata'!$D$165:$D$8948,K$30,'9.3 Tidsdiff. - Brugerdata'!$E$165:$E$8948,K$29)","v":{"$error":"#DIV/0!"}},{"$f":"AVERAGEIFS('9.3 Tidsdiff. - Brugerdata'!$F$165:$F$8948,'9.3 Tidsdiff. - Brugerdata'!$C$165:$C$8948,$H48,'9.3 Tidsdiff. - Brugerdata'!$D$165:$D$8948,L$30,'9.3 Tidsdiff. - Brugerdata'!$E$165:$E$8948,K$29)","v":{"$error":"#DIV/0!"}},null,null,null,null,null,null,null,"16-17",{"$f":"IF('9.2 Tidsdiff. - Setup'!O48=3,C48,\"\")","v":""},{"$f":"IF('9.2 Tidsdiff. - Setup'!O48=2,C48,\"\")","v":""},{"$f":"IF('9.2 Tidsdiff. - Setup'!O48=1,C48,\"\")","v":0},{"$f":"IF('9.2 Tidsdiff. - Setup'!P48=3,D48,\"\")","v":0},{"$f":"IF('9.2 Tidsdiff. - Setup'!P48=2,D48,\"\")","v":""},{"$f":"IF('9.2 Tidsdiff. - Setup'!P48=1,D48,\"\")","v":""},{"$f":"IF('9.2 Tidsdiff. - Setup'!Q48=3,E48,\"\")","v":""},{"$f":"IF('9.2 Tidsdiff. - Setup'!Q48=2,E48,\"\")","v":0},{"$f":"IF('9.2 Tidsdiff. - Setup'!Q48=1,E48,\"\")","v":""},{"$f":"IF('9.2 Tidsdiff. - Setup'!R48=3,F48,\"\")","v":0},{"$f":"IF('9.2 Tidsdiff. - Setup'!R48=2,F48,\"\")","v":""},{"$f":"IF('9.2 Tidsdiff. - Setup'!R48=1,F48,\"\")","v":""},0,0,0,0]
[null,18,{"$f":"SUMIFS('9.3 Tidsdiff. - Brugerdata'!$F$165:$F$8948,'9.3 Tidsdiff. - Brugerdata'!$E$165:$E$8948,C$29,'9.3 Tidsdiff. - Brugerdata'!$D$165:$D$8948,C$30,'9.3 Tidsdiff. - Brugerdata'!$C$165:$C$8948,$B49)","v":0},{"$f":"SUMIFS('9.3 Tidsdiff. - Brugerdata'!$F$165:$F$8948,'9.3 Tidsdiff. - Brugerdata'!$E$165:$E$8948,C$29,'9.3 Tidsdiff. - Brugerdata'!$D$165:$D$8948,D$30,'9.3 Tidsdiff. - Brugerdata'!$C$165:$C$8948,$B49)","v":0},{"$f":"SUMIFS('9.3 Tidsdiff. - Brugerdata'!$F$165:$F$8948,'9.3 Tidsdiff. - Brugerdata'!$E$165:$E$8948,E$29,'9.3 Tidsdiff. - Brugerdata'!$D$165:$D$8948,E$30,'9.3 Tidsdiff. - Brugerdata'!$C$165:$C$8948,$B49)","v":0},{"$f":"SUMIFS('9.3 Tidsdiff. - Brugerdata'!$F$165:$F$8948,'9.3 Tidsdiff. - Brugerdata'!$E$165:$E$8948,E$29,'9.3 Tidsdiff. - Brugerdata'!$D$165:$D$8948,F$30,'9.3 Tidsdiff. - Brugerdata'!$C$165:$C$8948,$B49)","v":0},null,18,{"$f":"AVERAGEIFS('9.3 Tidsdiff. - Brugerdata'!$F$165:$F$8948,'9.3 Tidsdiff. - Brugerdata'!$C$165:$C$8948,$H49,'9.3 Tidsdiff. - Brugerdata'!$D$165:$D$8948,I$30,'9.3 Tidsdiff. - Brugerdata'!$E$165:$E$8948,I$29)","v":{"$error":"#DIV/0!"}},{"$f":"AVERAGEIFS('9.3 Tidsdiff. - Brugerdata'!$F$165:$F$8948,'9.3 Tidsdiff. - Brugerdata'!$C$165:$C$8948,$H49,'9.3 Tidsdiff. - Brugerdata'!$D$165:$D$8948,J$30,'9.3 Tidsdiff. - Brugerdata'!$E$165:$E$8948,I$29)","v":{"$error":"#DIV/0!"}},{"$f":"AVERAGEIFS('9.3 Tidsdiff. - Brugerdata'!$F$165:$F$8948,'9.3 Tidsdiff. - Brugerdata'!$C$165:$C$8948,$H49,'9.3 Tidsdiff. - Brugerdata'!$D$165:$D$8948,K$30,'9.3 Tidsdiff. - Brugerdata'!$E$165:$E$8948,K$29)","v":{"$error":"#DIV/0!"}},{"$f":"AVERAGEIFS('9.3 Tidsdiff. - Brugerdata'!$F$165:$F$8948,'9.3 Tidsdiff. - Brugerdata'!$C$165:$C$8948,$H49,'9.3 Tidsdiff. - Brugerdata'!$D$165:$D$8948,L$30,'9.3 Tidsdiff. - Brugerdata'!$E$165:$E$8948,K$29)","v":{"$error":"#DIV/0!"}},null,null,null,null,null,null,null,"17-18",{"$f":"IF('9.2 Tidsdiff. - Setup'!O49=3,C49,\"\")","v":""},{"$f":"IF('9.2 Tidsdiff. - Setup'!O49=2,C49,\"\")","v":""},{"$f":"IF('9.2 Tidsdiff. - Setup'!O49=1,C49,\"\")","v":0},{"$f":"IF('9.2 Tidsdiff. - Setup'!P49=3,D49,\"\")","v":0},{"$f":"IF('9.2 Tidsdiff. - Setup'!P49=2,D49,\"\")","v":""},{"$f":"IF('9.2 Tidsdiff. - Setup'!P49=1,D49,\"\")","v":""},{"$f":"IF('9.2 Tidsdiff. - Setup'!Q49=3,E49,\"\")","v":""},{"$f":"IF('9.2 Tidsdiff. - Setup'!Q49=2,E49,\"\")","v":0},{"$f":"IF('9.2 Tidsdiff. - Setup'!Q49=1,E49,\"\")","v":""},{"$f":"IF('9.2 Tidsdiff. - Setup'!R49=3,F49,\"\")","v":0},{"$f":"IF('9.2 Tidsdiff. - Setup'!R49=2,F49,\"\")","v":""},{"$f":"IF('9.2 Tidsdiff. - Setup'!R49=1,F49,\"\")","v":""},0,0,0,0]
[null,19,{"$f":"SUMIFS('9.3 Tidsdiff. - Brugerdata'!$F$165:$F$8948,'9.3 Tidsdiff. - Brugerdata'!$E$165:$E$8948,C$29,'9.3 Tidsdiff. - Brugerdata'!$D$165:$D$8948,C$30,'9.3 Tidsdiff. - Brugerdata'!$C$165:$C$8948,$B50)","v":0},{"$f":"SUMIFS('9.3 Tidsdiff. - Brugerdata'!$F$165:$F$8948,'9.3 Tidsdiff. - Brugerdata'!$E$165:$E$8948,C$29,'9.3 Tidsdiff. - Brugerdata'!$D$165:$D$8948,D$30,'9.3 Tidsdiff. - Brugerdata'!$C$165:$C$8948,$B50)","v":0},{"$f":"SUMIFS('9.3 Tidsdiff. - Brugerdata'!$F$165:$F$8948,'9.3 Tidsdiff. - Brugerdata'!$E$165:$E$8948,E$29,'9.3 Tidsdiff. - Brugerdata'!$D$165:$D$8948,E$30,'9.3 Tidsdiff. - Brugerdata'!$C$165:$C$8948,$B50)","v":0},{"$f":"SUMIFS('9.3 Tidsdiff. - Brugerdata'!$F$165:$F$8948,'9.3 Tidsdiff. - Brugerdata'!$E$165:$E$8948,E$29,'9.3 Tidsdiff. - Brugerdata'!$D$165:$D$8948,F$30,'9.3 Tidsdiff. - Brugerdata'!$C$165:$C$8948,$B50)","v":0},null,19,{"$f":"AVERAGEIFS('9.3 Tidsdiff. - Brugerdata'!$F$165:$F$8948,'9.3 Tidsdiff. - Brugerdata'!$C$165:$C$8948,$H50,'9.3 Tidsdiff. - Brugerdata'!$D$165:$D$8948,I$30,'9.3 Tidsdiff. - Brugerdata'!$E$165:$E$8948,I$29)","v":{"$error":"#DIV/0!"}},{"$f":"AVERAGEIFS('9.3 Tidsdiff. - Brugerdata'!$F$165:$F$8948,'9.3 Tidsdiff. - Brugerdata'!$C$165:$C$8948,$H50,'9.3 Tidsdiff. - Brugerdata'!$D$165:$D$8948,J$30,'9.3 Tidsdiff. - Brugerdata'!$E$165:$E$8948,I$29)","v":{"$error":"#DIV/0!"}},{"$f":"AVERAGEIFS('9.3 Tidsdiff. - Brugerdata'!$F$165:$F$8948,'9.3 Tidsdiff. - Brugerdata'!$C$165:$C$8948,$H50,'9.3 Tidsdiff. - Brugerdata'!$D$165:$D$8948,K$30,'9.3 Tidsdiff. - Brugerdata'!$E$165:$E$8948,K$29)","v":{"$error":"#DIV/0!"}},{"$f":"AVERAGEIFS('9.3 Tidsdiff. - Brugerdata'!$F$165:$F$8948,'9.3 Tidsdiff. - Brugerdata'!$C$165:$C$8948,$H50,'9.3 Tidsdiff. - Brugerdata'!$D$165:$D$8948,L$30,'9.3 Tidsdiff. - Brugerdata'!$E$165:$E$8948,K$29)","v":{"$error":"#DIV/0!"}},null,null,null,null,null,null,null,"18-19",{"$f":"IF('9.2 Tidsdiff. - Setup'!O50=3,C50,\"\")","v":""},{"$f":"IF('9.2 Tidsdiff. - Setup'!O50=2,C50,\"\")","v":""},{"$f":"IF('9.2 Tidsdiff. - Setup'!O50=1,C50,\"\")","v":0},{"$f":"IF('9.2 Tidsdiff. - Setup'!P50=3,D50,\"\")","v":0},{"$f":"IF('9.2 Tidsdiff. - Setup'!P50=2,D50,\"\")","v":""},{"$f":"IF('9.2 Tidsdiff. - Setup'!P50=1,D50,\"\")","v":""},{"$f":"IF('9.2 Tidsdiff. - Setup'!Q50=3,E50,\"\")","v":""},{"$f":"IF('9.2 Tidsdiff. - Setup'!Q50=2,E50,\"\")","v":0},{"$f":"IF('9.2 Tidsdiff. - Setup'!Q50=1,E50,\"\")","v":""},{"$f":"IF('9.2 Tidsdiff. - Setup'!R50=3,F50,\"\")","v":0},{"$f":"IF('9.2 Tidsdiff. - Setup'!R50=2,F50,\"\")","v":""},{"$f":"IF('9.2 Tidsdiff. - Setup'!R50=1,F50,\"\")","v":""},0,0,0,0]
[null,20,{"$f":"SUMIFS('9.3 Tidsdiff. - Brugerdata'!$F$165:$F$8948,'9.3 Tidsdiff. - Brugerdata'!$E$165:$E$8948,C$29,'9.3 Tidsdiff. - Brugerdata'!$D$165:$D$8948,C$30,'9.3 Tidsdiff. - Brugerdata'!$C$165:$C$8948,$B51)","v":0},{"$f":"SUMIFS('9.3 Tidsdiff. - Brugerdata'!$F$165:$F$8948,'9.3 Tidsdiff. - Brugerdata'!$E$165:$E$8948,C$29,'9.3 Tidsdiff. - Brugerdata'!$D$165:$D$8948,D$30,'9.3 Tidsdiff. - Brugerdata'!$C$165:$C$8948,$B51)","v":0},{"$f":"SUMIFS('9.3 Tidsdiff. - Brugerdata'!$F$165:$F$8948,'9.3 Tidsdiff. - Brugerdata'!$E$165:$E$8948,E$29,'9.3 Tidsdiff. - Brugerdata'!$D$165:$D$8948,E$30,'9.3 Tidsdiff. - Brugerdata'!$C$165:$C$8948,$B51)","v":0},{"$f":"SUMIFS('9.3 Tidsdiff. - Brugerdata'!$F$165:$F$8948,'9.3 Tidsdiff. - Brugerdata'!$E$165:$E$8948,E$29,'9.3 Tidsdiff. - Brugerdata'!$D$165:$D$8948,F$30,'9.3 Tidsdiff. - Brugerdata'!$C$165:$C$8948,$B51)","v":0},null,20,{"$f":"AVERAGEIFS('9.3 Tidsdiff. - Brugerdata'!$F$165:$F$8948,'9.3 Tidsdiff. - Brugerdata'!$C$165:$C$8948,$H51,'9.3 Tidsdiff. - Brugerdata'!$D$165:$D$8948,I$30,'9.3 Tidsdiff. - Brugerdata'!$E$165:$E$8948,I$29)","v":{"$error":"#DIV/0!"}},{"$f":"AVERAGEIFS('9.3 Tidsdiff. - Brugerdata'!$F$165:$F$8948,'9.3 Tidsdiff. - Brugerdata'!$C$165:$C$8948,$H51,'9.3 Tidsdiff. - Brugerdata'!$D$165:$D$8948,J$30,'9.3 Tidsdiff. - Brugerdata'!$E$165:$E$8948,I$29)","v":{"$error":"#DIV/0!"}},{"$f":"AVERAGEIFS('9.3 Tidsdiff. - Brugerdata'!$F$165:$F$8948,'9.3 Tidsdiff. - Brugerdata'!$C$165:$C$8948,$H51,'9.3 Tidsdiff. - Brugerdata'!$D$165:$D$8948,K$30,'9.3 Tidsdiff. - Brugerdata'!$E$165:$E$8948,K$29)","v":{"$error":"#DIV/0!"}},{"$f":"AVERAGEIFS('9.3 Tidsdiff. - Brugerdata'!$F$165:$F$8948,'9.3 Tidsdiff. - Brugerdata'!$C$165:$C$8948,$H51,'9.3 Tidsdiff. - Brugerdata'!$D$165:$D$8948,L$30,'9.3 Tidsdiff. - Brugerdata'!$E$165:$E$8948,K$29)","v":{"$error":"#DIV/0!"}},null,null,null,null,null,null,null,"19-20",{"$f":"IF('9.2 Tidsdiff. - Setup'!O51=3,C51,\"\")","v":""},{"$f":"IF('9.2 Tidsdiff. - Setup'!O51=2,C51,\"\")","v":""},{"$f":"IF('9.2 Tidsdiff. - Setup'!O51=1,C51,\"\")","v":0},{"$f":"IF('9.2 Tidsdiff. - Setup'!P51=3,D51,\"\")","v":0},{"$f":"IF('9.2 Tidsdiff. - Setup'!P51=2,D51,\"\")","v":""},{"$f":"IF('9.2 Tidsdiff. - Setup'!P51=1,D51,\"\")","v":""},{"$f":"IF('9.2 Tidsdiff. - Setup'!Q51=3,E51,\"\")","v":""},{"$f":"IF('9.2 Tidsdiff. - Setup'!Q51=2,E51,\"\")","v":0},{"$f":"IF('9.2 Tidsdiff. - Setup'!Q51=1,E51,\"\")","v":""},{"$f":"IF('9.2 Tidsdiff. - Setup'!R51=3,F51,\"\")","v":0},{"$f":"IF('9.2 Tidsdiff. - Setup'!R51=2,F51,\"\")","v":""},{"$f":"IF('9.2 Tidsdiff. - Setup'!R51=1,F51,\"\")","v":""},0,0,0,0]
[null,21,{"$f":"SUMIFS('9.3 Tidsdiff. - Brugerdata'!$F$165:$F$8948,'9.3 Tidsdiff. - Brugerdata'!$E$165:$E$8948,C$29,'9.3 Tidsdiff. - Brugerdata'!$D$165:$D$8948,C$30,'9.3 Tidsdiff. - Brugerdata'!$C$165:$C$8948,$B52)","v":0},{"$f":"SUMIFS('9.3 Tidsdiff. - Brugerdata'!$F$165:$F$8948,'9.3 Tidsdiff. - Brugerdata'!$E$165:$E$8948,C$29,'9.3 Tidsdiff. - Brugerdata'!$D$165:$D$8948,D$30,'9.3 Tidsdiff. - Brugerdata'!$C$165:$C$8948,$B52)","v":0},{"$f":"SUMIFS('9.3 Tidsdiff. - Brugerdata'!$F$165:$F$8948,'9.3 Tidsdiff. - Brugerdata'!$E$165:$E$8948,E$29,'9.3 Tidsdiff. - Brugerdata'!$D$165:$D$8948,E$30,'9.3 Tidsdiff. - Brugerdata'!$C$165:$C$8948,$B52)","v":0},{"$f":"SUMIFS('9.3 Tidsdiff. - Brugerdata'!$F$165:$F$8948,'9.3 Tidsdiff. - Brugerdata'!$E$165:$E$8948,E$29,'9.3 Tidsdiff. - Brugerdata'!$D$165:$D$8948,F$30,'9.3 Tidsdiff. - Brugerdata'!$C$165:$C$8948,$B52)","v":0},null,21,{"$f":"AVERAGEIFS('9.3 Tidsdiff. - Brugerdata'!$F$165:$F$8948,'9.3 Tidsdiff. - Brugerdata'!$C$165:$C$8948,$H52,'9.3 Tidsdiff. - Brugerdata'!$D$165:$D$8948,I$30,'9.3 Tidsdiff. - Brugerdata'!$E$165:$E$8948,I$29)","v":{"$error":"#DIV/0!"}},{"$f":"AVERAGEIFS('9.3 Tidsdiff. - Brugerdata'!$F$165:$F$8948,'9.3 Tidsdiff. - Brugerdata'!$C$165:$C$8948,$H52,'9.3 Tidsdiff. - Brugerdata'!$D$165:$D$8948,J$30,'9.3 Tidsdiff. - Brugerdata'!$E$165:$E$8948,I$29)","v":{"$error":"#DIV/0!"}},{"$f":"AVERAGEIFS('9.3 Tidsdiff. - Brugerdata'!$F$165:$F$8948,'9.3 Tidsdiff. - Brugerdata'!$C$165:$C$8948,$H52,'9.3 Tidsdiff. - Brugerdata'!$D$165:$D$8948,K$30,'9.3 Tidsdiff. - Brugerdata'!$E$165:$E$8948,K$29)","v":{"$error":"#DIV/0!"}},{"$f":"AVERAGEIFS('9.3 Tidsdiff. - Brugerdata'!$F$165:$F$8948,'9.3 Tidsdiff. - Brugerdata'!$C$165:$C$8948,$H52,'9.3 Tidsdiff. - Brugerdata'!$D$165:$D$8948,L$30,'9.3 Tidsdiff. - Brugerdata'!$E$165:$E$8948,K$29)","v":{"$error":"#DIV/0!"}},null,null,null,null,null,null,null,"20-21",{"$f":"IF('9.2 Tidsdiff. - Setup'!O52=3,C52,\"\")","v":""},{"$f":"IF('9.2 Tidsdiff. - Setup'!O52=2,C52,\"\")","v":0},{"$f":"IF('9.2 Tidsdiff. - Setup'!O52=1,C52,\"\")","v":""},{"$f":"IF('9.2 Tidsdiff. - Setup'!P52=3,D52,\"\")","v":0},{"$f":"IF('9.2 Tidsdiff. - Setup'!P52=2,D52,\"\")","v":""},{"$f":"IF('9.2 Tidsdiff. - Setup'!P52=1,D52,\"\")","v":""},{"$f":"IF('9.2 Tidsdiff. - Setup'!Q52=3,E52,\"\")","v":""},{"$f":"IF('9.2 Tidsdiff. - Setup'!Q52=2,E52,\"\")","v":0},{"$f":"IF('9.2 Tidsdiff. - Setup'!Q52=1,E52,\"\")","v":""},{"$f":"IF('9.2 Tidsdiff. - Setup'!R52=3,F52,\"\")","v":0},{"$f":"IF('9.2 Tidsdiff. - Setup'!R52=2,F52,\"\")","v":""},{"$f":"IF('9.2 Tidsdiff. - Setup'!R52=1,F52,\"\")","v":""},0,0,0,0]
[null,22,{"$f":"SUMIFS('9.3 Tidsdiff. - Brugerdata'!$F$165:$F$8948,'9.3 Tidsdiff. - Brugerdata'!$E$165:$E$8948,C$29,'9.3 Tidsdiff. - Brugerdata'!$D$165:$D$8948,C$30,'9.3 Tidsdiff. - Brugerdata'!$C$165:$C$8948,$B53)","v":0},{"$f":"SUMIFS('9.3 Tidsdiff. - Brugerdata'!$F$165:$F$8948,'9.3 Tidsdiff. - Brugerdata'!$E$165:$E$8948,C$29,'9.3 Tidsdiff. - Brugerdata'!$D$165:$D$8948,D$30,'9.3 Tidsdiff. - Brugerdata'!$C$165:$C$8948,$B53)","v":0},{"$f":"SUMIFS('9.3 Tidsdiff. - Brugerdata'!$F$165:$F$8948,'9.3 Tidsdiff. - Brugerdata'!$E$165:$E$8948,E$29,'9.3 Tidsdiff. - Brugerdata'!$D$165:$D$8948,E$30,'9.3 Tidsdiff. - Brugerdata'!$C$165:$C$8948,$B53)","v":0},{"$f":"SUMIFS('9.3 Tidsdiff. - Brugerdata'!$F$165:$F$8948,'9.3 Tidsdiff. - Brugerdata'!$E$165:$E$8948,E$29,'9.3 Tidsdiff. - Brugerdata'!$D$165:$D$8948,F$30,'9.3 Tidsdiff. - Brugerdata'!$C$165:$C$8948,$B53)","v":0},null,22,{"$f":"AVERAGEIFS('9.3 Tidsdiff. - Brugerdata'!$F$165:$F$8948,'9.3 Tidsdiff. - Brugerdata'!$C$165:$C$8948,$H53,'9.3 Tidsdiff. - Brugerdata'!$D$165:$D$8948,I$30,'9.3 Tidsdiff. - Brugerdata'!$E$165:$E$8948,I$29)","v":{"$error":"#DIV/0!"}},{"$f":"AVERAGEIFS('9.3 Tidsdiff. - Brugerdata'!$F$165:$F$8948,'9.3 Tidsdiff. - Brugerdata'!$C$165:$C$8948,$H53,'9.3 Tidsdiff. - Brugerdata'!$D$165:$D$8948,J$30,'9.3 Tidsdiff. - Brugerdata'!$E$165:$E$8948,I$29)","v":{"$error":"#DIV/0!"}},{"$f":"AVERAGEIFS('9.3 Tidsdiff. - Brugerdata'!$F$165:$F$8948,'9.3 Tidsdiff. - Brugerdata'!$C$165:$C$8948,$H53,'9.3 Tidsdiff. - Brugerdata'!$D$165:$D$8948,K$30,'9.3 Tidsdiff. - Brugerdata'!$E$165:$E$8948,K$29)","v":{"$error":"#DIV/0!"}},{"$f":"AVERAGEIFS('9.3 Tidsdiff. - Brugerdata'!$F$165:$F$8948,'9.3 Tidsdiff. - Brugerdata'!$C$165:$C$8948,$H53,'9.3 Tidsdiff. - Brugerdata'!$D$165:$D$8948,L$30,'9.3 Tidsdiff. - Brugerdata'!$E$165:$E$8948,K$29)","v":{"$error":"#DIV/0!"}},null,null,null,null,null,null,null,"21-22",{"$f":"IF('9.2 Tidsdiff. - Setup'!O53=3,C53,\"\")","v":""},{"$f":"IF('9.2 Tidsdiff. - Setup'!O53=2,C53,\"\")","v":0},{"$f":"IF('9.2 Tidsdiff. - Setup'!O53=1,C53,\"\")","v":""},{"$f":"IF('9.2 Tidsdiff. - Setup'!P53=3,D53,\"\")","v":0},{"$f":"IF('9.2 Tidsdiff. - Setup'!P53=2,D53,\"\")","v":""},{"$f":"IF('9.2 Tidsdiff. - Setup'!P53=1,D53,\"\")","v":""},{"$f":"IF('9.2 Tidsdiff. - Setup'!Q53=3,E53,\"\")","v":""},{"$f":"IF('9.2 Tidsdiff. - Setup'!Q53=2,E53,\"\")","v":0},{"$f":"IF('9.2 Tidsdiff. - Setup'!Q53=1,E53,\"\")","v":""},{"$f":"IF('9.2 Tidsdiff. - Setup'!R53=3,F53,\"\")","v":0},{"$f":"IF('9.2 Tidsdiff. - Setup'!R53=2,F53,\"\")","v":""},{"$f":"IF('9.2 Tidsdiff. - Setup'!R53=1,F53,\"\")","v":""},0,0,0,0]
[null,23,{"$f":"SUMIFS('9.3 Tidsdiff. - Brugerdata'!$F$165:$F$8948,'9.3 Tidsdiff. - Brugerdata'!$E$165:$E$8948,C$29,'9.3 Tidsdiff. - Brugerdata'!$D$165:$D$8948,C$30,'9.3 Tidsdiff. - Brugerdata'!$C$165:$C$8948,$B54)","v":0},{"$f":"SUMIFS('9.3 Tidsdiff. - Brugerdata'!$F$165:$F$8948,'9.3 Tidsdiff. - Brugerdata'!$E$165:$E$8948,C$29,'9.3 Tidsdiff. - Brugerdata'!$D$165:$D$8948,D$30,'9.3 Tidsdiff. - Brugerdata'!$C$165:$C$8948,$B54)","v":0},{"$f":"SUMIFS('9.3 Tidsdiff. - Brugerdata'!$F$165:$F$8948,'9.3 Tidsdiff. - Brugerdata'!$E$165:$E$8948,E$29,'9.3 Tidsdiff. - Brugerdata'!$D$165:$D$8948,E$30,'9.3 Tidsdiff. - Brugerdata'!$C$165:$C$8948,$B54)","v":0},{"$f":"SUMIFS('9.3 Tidsdiff. - Brugerdata'!$F$165:$F$8948,'9.3 Tidsdiff. - Brugerdata'!$E$165:$E$8948,E$29,'9.3 Tidsdiff. - Brugerdata'!$D$165:$D$8948,F$30,'9.3 Tidsdiff. - Brugerdata'!$C$165:$C$8948,$B54)","v":0},null,23,{"$f":"AVERAGEIFS('9.3 Tidsdiff. - Brugerdata'!$F$165:$F$8948,'9.3 Tidsdiff. - Brugerdata'!$C$165:$C$8948,$H54,'9.3 Tidsdiff. - Brugerdata'!$D$165:$D$8948,I$30,'9.3 Tidsdiff. - Brugerdata'!$E$165:$E$8948,I$29)","v":{"$error":"#DIV/0!"}},{"$f":"AVERAGEIFS('9.3 Tidsdiff. - Brugerdata'!$F$165:$F$8948,'9.3 Tidsdiff. - Brugerdata'!$C$165:$C$8948,$H54,'9.3 Tidsdiff. - Brugerdata'!$D$165:$D$8948,J$30,'9.3 Tidsdiff. - Brugerdata'!$E$165:$E$8948,I$29)","v":{"$error":"#DIV/0!"}},{"$f":"AVERAGEIFS('9.3 Tidsdiff. - Brugerdata'!$F$165:$F$8948,'9.3 Tidsdiff. - Brugerdata'!$C$165:$C$8948,$H54,'9.3 Tidsdiff. - Brugerdata'!$D$165:$D$8948,K$30,'9.3 Tidsdiff. - Brugerdata'!$E$165:$E$8948,K$29)","v":{"$error":"#DIV/0!"}},{"$f":"AVERAGEIFS('9.3 Tidsdiff. - Brugerdata'!$F$165:$F$8948,'9.3 Tidsdiff. - Brugerdata'!$C$165:$C$8948,$H54,'9.3 Tidsdiff. - Brugerdata'!$D$165:$D$8948,L$30,'9.3 Tidsdiff. - Brugerdata'!$E$165:$E$8948,K$29)","v":{"$error":"#DIV/0!"}},null,null,null,null,null,null,null,"22-23",{"$f":"IF('9.2 Tidsdiff. - Setup'!O54=3,C54,\"\")","v":""},{"$f":"IF('9.2 Tidsdiff. - Setup'!O54=2,C54,\"\")","v":0},{"$f":"IF('9.2 Tidsdiff. - Setup'!O54=1,C54,\"\")","v":""},{"$f":"IF('9.2 Tidsdiff. - Setup'!P54=3,D54,\"\")","v":0},{"$f":"IF('9.2 Tidsdiff. - Setup'!P54=2,D54,\"\")","v":""},{"$f":"IF('9.2 Tidsdiff. - Setup'!P54=1,D54,\"\")","v":""},{"$f":"IF('9.2 Tidsdiff. - Setup'!Q54=3,E54,\"\")","v":""},{"$f":"IF('9.2 Tidsdiff. - Setup'!Q54=2,E54,\"\")","v":0},{"$f":"IF('9.2 Tidsdiff. - Setup'!Q54=1,E54,\"\")","v":""},{"$f":"IF('9.2 Tidsdiff. - Setup'!R54=3,F54,\"\")","v":0},{"$f":"IF('9.2 Tidsdiff. - Setup'!R54=2,F54,\"\")","v":""},{"$f":"IF('9.2 Tidsdiff. - Setup'!R54=1,F54,\"\")","v":""},0,0,0,0]
[null,24,{"$f":"SUMIFS('9.3 Tidsdiff. - Brugerdata'!$F$165:$F$8948,'9.3 Tidsdiff. - Brugerdata'!$E$165:$E$8948,C$29,'9.3 Tidsdiff. - Brugerdata'!$D$165:$D$8948,C$30,'9.3 Tidsdiff. - Brugerdata'!$C$165:$C$8948,$B55)","v":0},{"$f":"SUMIFS('9.3 Tidsdiff. - Brugerdata'!$F$165:$F$8948,'9.3 Tidsdiff. - Brugerdata'!$E$165:$E$8948,C$29,'9.3 Tidsdiff. - Brugerdata'!$D$165:$D$8948,D$30,'9.3 Tidsdiff. - Brugerdata'!$C$165:$C$8948,$B55)","v":0},{"$f":"SUMIFS('9.3 Tidsdiff. - Brugerdata'!$F$165:$F$8948,'9.3 Tidsdiff. - Brugerdata'!$E$165:$E$8948,E$29,'9.3 Tidsdiff. - Brugerdata'!$D$165:$D$8948,E$30,'9.3 Tidsdiff. - Brugerdata'!$C$165:$C$8948,$B55)","v":0},{"$f":"SUMIFS('9.3 Tidsdiff. - Brugerdata'!$F$165:$F$8948,'9.3 Tidsdiff. - Brugerdata'!$E$165:$E$8948,E$29,'9.3 Tidsdiff. - Brugerdata'!$D$165:$D$8948,F$30,'9.3 Tidsdiff. - Brugerdata'!$C$165:$C$8948,$B55)","v":0},null,24,{"$f":"AVERAGEIFS('9.3 Tidsdiff. - Brugerdata'!$F$165:$F$8948,'9.3 Tidsdiff. - Brugerdata'!$C$165:$C$8948,$H55,'9.3 Tidsdiff. - Brugerdata'!$D$165:$D$8948,I$30,'9.3 Tidsdiff. - Brugerdata'!$E$165:$E$8948,I$29)","v":{"$error":"#DIV/0!"}},{"$f":"AVERAGEIFS('9.3 Tidsdiff. - Brugerdata'!$F$165:$F$8948,'9.3 Tidsdiff. - Brugerdata'!$C$165:$C$8948,$H55,'9.3 Tidsdiff. - Brugerdata'!$D$165:$D$8948,J$30,'9.3 Tidsdiff. - Brugerdata'!$E$165:$E$8948,I$29)","v":{"$error":"#DIV/0!"}},{"$f":"AVERAGEIFS('9.3 Tidsdiff. - Brugerdata'!$F$165:$F$8948,'9.3 Tidsdiff. - Brugerdata'!$C$165:$C$8948,$H55,'9.3 Tidsdiff. - Brugerdata'!$D$165:$D$8948,K$30,'9.3 Tidsdiff. - Brugerdata'!$E$165:$E$8948,K$29)","v":{"$error":"#DIV/0!"}},{"$f":"AVERAGEIFS('9.3 Tidsdiff. - Brugerdata'!$F$165:$F$8948,'9.3 Tidsdiff. - Brugerdata'!$C$165:$C$8948,$H55,'9.3 Tidsdiff. - Brugerdata'!$D$165:$D$8948,L$30,'9.3 Tidsdiff. - Brugerdata'!$E$165:$E$8948,K$29)","v":{"$error":"#DIV/0!"}},null,null,null,null,null,null,null,"23-24",{"$f":"IF('9.2 Tidsdiff. - Setup'!O55=3,C55,\"\")","v":""},{"$f":"IF('9.2 Tidsdiff. - Setup'!O55=2,C55,\"\")","v":0},{"$f":"IF('9.2 Tidsdiff. - Setup'!O55=1,C55,\"\")","v":""},{"$f":"IF('9.2 Tidsdiff. - Setup'!P55=3,D55,\"\")","v":0},{"$f":"IF('9.2 Tidsdiff. - Setup'!P55=2,D55,\"\")","v":""},{"$f":"IF('9.2 Tidsdiff. - Setup'!P55=1,D55,\"\")","v":""},{"$f":"IF('9.2 Tidsdiff. - Setup'!Q55=3,E55,\"\")","v":0},{"$f":"IF('9.2 Tidsdiff. - Setup'!Q55=2,E55,\"\")","v":""},{"$f":"IF('9.2 Tidsdiff. - Setup'!Q55=1,E55,\"\")","v":""},{"$f":"IF('9.2 Tidsdiff. - Setup'!R55=3,F55,\"\")","v":0},{"$f":"IF('9.2 Tidsdiff. - Setup'!R55=2,F55,\"\")","v":""},{"$f":"IF('9.2 Tidsdiff. - Setup'!R55=1,F55,\"\")","v":""},0,0,0,0]
[null,null,null,null,null,null,null,null,null,null,null,null,null,null,null,null,null,null,null,"Sum",{"$f":"SUM(U32:U55)","v":0},{"$f":"SUM(V32:V55)","v":0},0,0,0,0,0,0,0,0,0,0,{"$f":"SUM(AG32:AG55)","v":0},{"$f":"SUM(AH32:AH55)","v":0},0,{"$f":"SUM(AJ32:AJ55)","v":0}]
[null,null,null,null,null,null,null,null,null,null,null,null,null,null,null,null,null,null,null,"%",{"$f":"U56/$AJ$56","v":{"$error":"#DIV/0!"}},{"$f":"V56/$AJ$56","v":{"$error":"#DIV/0!"}},{"$error":"#DIV/0!"},{"$error":"#DIV/0!"},{"$error":"#DIV/0!"},{"$error":"#DIV/0!"},{"$error":"#DIV/0!"},{"$error":"#DIV/0!"},{"$error":"#DIV/0!"},{"$error":"#DIV/0!"},{"$error":"#DIV/0!"},{"$error":"#DIV/0!"},{"$error":"#DIV/0!"},{"$error":"#DIV/0!"},{"$error":"#DIV/0!"},{"$error":"#DIV/0!"}]
[]
[null,"10 kV nettet - energiflow, lastperioder, standardiseret-døgnbelastningsprofil (3 lastperioder)"]
[]
[null,"Tabel: T.9.3.6",null,null,null,null,null,"Tabel: T.9.3.7",null,null,null,null,null,"Tabel: T.9.3.8",null,null,null,null,null,"Tabel: T.9.3.9"]
[null,"Samlet flow","10 kV",null,null,null,null,"Gennemsnitsdøgn","10 kV",null,null,null,null,null,null,null,null,null,null,null,"10 kV"]
[null,"Periode","Vinter",null,"Sommer",null,null,"Periode","Vinter",null,"Sommer",null,null,null,null,null,null,null,null,null,"Vinter",null,null,null,null,null,"Sommer",null,null,null,null,null,"Samlet"]
[null,"Dag","Hverdag","Weekend","Hverdag","Weekend",null,"Dag","Hverdag","Weekend","Hverdag","Weekend",null,null,null,null,null,null,null,null,"Hverdag",null,null,"Weekend",null,null,"Hverdag",null,null,"Weekend"]
[null,"Time",null,null,null,null,null,"Time ",null,null,null,null,null,null,null,null,null,null,null,"Time","Lav ","Høj","Spids","Lav ","Høj","Spids","Lav ","Høj","Spids","Lav ","Høj","Spids","Lav ","Høj","Spids","Total"]
[null,1,{"$f":"SUMIFS('9.3 Tidsdiff. - Brugerdata'!$G$165:$G$8948,'9.3 Tidsdiff. - Brugerdata'!$E$165:$E$8948,C$63,'9.3 Tidsdiff. - Brugerdata'!$D$165:$D$8948,C$64,'9.3 Tidsdiff. - Brugerdata'!$C$165:$C$8948,$B66)","v":0},{"$f":"SUMIFS('9.3 Tidsdiff. - Brugerdata'!$G$165:$G$8948,'9.3 Tidsdiff. - Brugerdata'!$E$165:$E$8948,C$63,'9.3 Tidsdiff. - Brugerdata'!$D$165:$D$8948,D$64,'9.3 Tidsdiff. - Brugerdata'!$C$165:$C$8948,$B66)","v":0},{"$f":"SUMIFS('9.3 Tidsdiff. - Brugerdata'!$G$165:$G$8948,'9.3 Tidsdiff. - Brugerdata'!$E$165:$E$8948,E$63,'9.3 Tidsdiff. - Brugerdata'!$D$165:$D$8948,E$64,'9.3 Tidsdiff. - Brugerdata'!$C$165:$C$8948,$B66)","v":0},{"$f":"SUMIFS('9.3 Tidsdiff. - Brugerdata'!$G$165:$G$8948,'9.3 Tidsdiff. - Brugerdata'!$E$165:$E$8948,E$63,'9.3 Tidsdiff. - Brugerdata'!$D$165:$D$8948,F$64,'9.3 Tidsdiff. - Brugerdata'!$C$165:$C$8948,$B66)","v":0},null,1,{"$f":"AVERAGEIFS('9.3 Tidsdiff. - Brugerdata'!$G$165:$G$8948,'9.3 Tidsdiff. - Brugerdata'!$C$165:$C$8948,$H66,'9.3 Tidsdiff. - Brugerdata'!$D$165:$D$8948,I$64,'9.3 Tidsdiff. - Brugerdata'!$E$165:$E$8948,I$63)","v":{"$error":"#DIV/0!"}},{"$f":"AVERAGEIFS('9.3 Tidsdiff. - Brugerdata'!$G$165:$G$8948,'9.3 Tidsdiff. - Brugerdata'!$C$165:$C$8948,$H66,'9.3 Tidsdiff. - Brugerdata'!$D$165:$D$8948,J$64,'9.3 Tidsdiff. - Brugerdata'!$E$165:$E$8948,I$63)","v":{"$error":"#DIV/0!"}},{"$f":"AVERAGEIFS('9.3 Tidsdiff. - Brugerdata'!$G$165:$G$8948,'9.3 Tidsdiff. - Brugerdata'!$C$165:$C$8948,$H66,'9.3 Tidsdiff. - Brugerdata'!$D$165:$D$8948,K$64,'9.3 Tidsdiff. - Brugerdata'!$E$165:$E$8948,K$63)","v":{"$error":"#DIV/0!"}},{"$f":"AVERAGEIFS('9.3 Tidsdiff. - Brugerdata'!$G$165:$G$8948,'9.3 Tidsdiff. - Brugerdata'!$C$165:$C$8948,$H66,'9.3 Tidsdiff. - Brugerdata'!$D$165:$D$8948,L$64,'9.3 Tidsdiff. - Brugerdata'!$E$165:$E$8948,K$63)","v":{"$error":"#DIV/0!"}},null,null,null,null,null,null,null,"0-1",{"$f":"IF('9.2 Tidsdiff. - Setup'!O66=3,C66,\"\")","v":0},{"$f":"IF('9.2 Tidsdiff. - Setup'!O66=2,C66,\"\")","v":""},{"$f":"IF('9.2 Tidsdiff. - Setup'!O66=1,C66,\"\")","v":""},{"$f":"IF('9.2 Tidsdiff. - Setup'!P66=3,D66,\"\")","v":0},{"$f":"IF('9.2 Tidsdiff. - Setup'!P66=2,D66,\"\")","v":""},{"$f":"IF('9.2 Tidsdiff. - Setup'!P66=1,D66,\"\")","v":""},{"$f":"IF('9.2 Tidsdiff. - Setup'!Q66=3,E66,\"\")","v":0},{"$f":"IF('9.2 Tidsdiff. - Setup'!Q66=2,E66,\"\")","v":""},{"$f":"IF('9.2 Tidsdiff. - Setup'!Q66=1,E66,\"\")","v":""},{"$f":"IF('9.2 Tidsdiff. - Setup'!R66=3,F66,\"\")","v":0},{"$f":"IF('9.2 Tidsdiff. - Setup'!R66=2,F66,\"\")","v":""},{"$f":"IF('9.2 Tidsdiff. - Setup'!R66=1,F66,\"\")","v":""},{"$f":"SUM(U66,X66,AA66,AD66)","v":0},{"$f":"SUM(V66,Y66,AB66,AE66)","v":0},0,{"$f":"SUM(AG66:AI66)","v":0}]
[null,2,{"$f":"SUMIFS('9.3 Tidsdiff. - Brugerdata'!$G$165:$G$8948,'9.3 Tidsdiff. - Brugerdata'!$E$165:$E$8948,C$63,'9.3 Tidsdiff. - Brugerdata'!$D$165:$D$8948,C$64,'9.3 Tidsdiff. - Brugerdata'!$C$165:$C$8948,$B67)","v":0},{"$f":"SUMIFS('9.3 Tidsdiff. - Brugerdata'!$G$165:$G$8948,'9.3 Tidsdiff. - Brugerdata'!$E$165:$E$8948,C$63,'9.3 Tidsdiff. - Brugerdata'!$D$165:$D$8948,D$64,'9.3 Tidsdiff. - Brugerdata'!$C$165:$C$8948,$B67)","v":0},{"$f":"SUMIFS('9.3 Tidsdiff. - Brugerdata'!$G$165:$G$8948,'9.3 Tidsdiff. - Brugerdata'!$E$165:$E$8948,E$63,'9.3 Tidsdiff. - Brugerdata'!$D$165:$D$8948,E$64,'9.3 Tidsdiff. - Brugerdata'!$C$165:$C$8948,$B67)","v":0},{"$f":"SUMIFS('9.3 Tidsdiff. - Brugerdata'!$G$165:$G$8948,'9.3 Tidsdiff. - Brugerdata'!$E$165:$E$8948,E$63,'9.3 Tidsdiff. - Brugerdata'!$D$165:$D$8948,F$64,'9.3 Tidsdiff. - Brugerdata'!$C$165:$C$8948,$B67)","v":0},null,2,{"$f":"AVERAGEIFS('9.3 Tidsdiff. - Brugerdata'!$G$165:$G$8948,'9.3 Tidsdiff. - Brugerdata'!$C$165:$C$8948,$H67,'9.3 Tidsdiff. - Brugerdata'!$D$165:$D$8948,I$64,'9.3 Tidsdiff. - Brugerdata'!$E$165:$E$8948,I$63)","v":{"$error":"#DIV/0!"}},{"$f":"AVERAGEIFS('9.3 Tidsdiff. - Brugerdata'!$G$165:$G$8948,'9.3 Tidsdiff. - Brugerdata'!$C$165:$C$8948,$H67,'9.3 Tidsdiff. - Brugerdata'!$D$165:$D$8948,J$64,'9.3 Tidsdiff. - Brugerdata'!$E$165:$E$8948,I$63)","v":{"$error":"#DIV/0!"}},{"$f":"AVERAGEIFS('9.3 Tidsdiff. - Brugerdata'!$G$165:$G$8948,'9.3 Tidsdiff. - Brugerdata'!$C$165:$C$8948,$H67,'9.3 Tidsdiff. - Brugerdata'!$D$165:$D$8948,K$64,'9.3 Tidsdiff. - Brugerdata'!$E$165:$E$8948,K$63)","v":{"$error":"#DIV/0!"}},{"$f":"AVERAGEIFS('9.3 Tidsdiff. - Brugerdata'!$G$165:$G$8948,'9.3 Tidsdiff. - Brugerdata'!$C$165:$C$8948,$H67,'9.3 Tidsdiff. - Brugerdata'!$D$165:$D$8948,L$64,'9.3 Tidsdiff. - Brugerdata'!$E$165:$E$8948,K$63)","v":{"$error":"#DIV/0!"}},null,null,null,null,null,null,null,"1-2",{"$f":"IF('9.2 Tidsdiff. - Setup'!O67=3,C67,\"\")","v":0},{"$f":"IF('9.2 Tidsdiff. - Setup'!O67=2,C67,\"\")","v":""},{"$f":"IF('9.2 Tidsdiff. - Setup'!O67=1,C67,\"\")","v":""},{"$f":"IF('9.2 Tidsdiff. - Setup'!P67=3,D67,\"\")","v":0},{"$f":"IF('9.2 Tidsdiff. - Setup'!P67=2,D67,\"\")","v":""},{"$f":"IF('9.2 Tidsdiff. - Setup'!P67=1,D67,\"\")","v":""},{"$f":"IF('9.2 Tidsdiff. - Setup'!Q67=3,E67,\"\")","v":0},{"$f":"IF('9.2 Tidsdiff. - Setup'!Q67=2,E67,\"\")","v":""},{"$f":"IF('9.2 Tidsdiff. - Setup'!Q67=1,E67,\"\")","v":""},{"$f":"IF('9.2 Tidsdiff. - Setup'!R67=3,F67,\"\")","v":0},{"$f":"IF('9.2 Tidsdiff. - Setup'!R67=2,F67,\"\")","v":""},{"$f":"IF('9.2 Tidsdiff. - Setup'!R67=1,F67,\"\")","v":""},{"$f":"SUM(U67,X67,AA67,AD67)","v":0},0,0,{"$f":"SUM(AG67:AI67)","v":0}]
[null,3,{"$f":"SUMIFS('9.3 Tidsdiff. - Brugerdata'!$G$165:$G$8948,'9.3 Tidsdiff. - Brugerdata'!$E$165:$E$8948,C$63,'9.3 Tidsdiff. - Brugerdata'!$D$165:$D$8948,C$64,'9.3 Tidsdiff. - Brugerdata'!$C$165:$C$8948,$B68)","v":0},{"$f":"SUMIFS('9.3 Tidsdiff. - Brugerdata'!$G$165:$G$8948,'9.3 Tidsdiff. - Brugerdata'!$E$165:$E$8948,C$63,'9.3 Tidsdiff. - Brugerdata'!$D$165:$D$8948,D$64,'9.3 Tidsdiff. - Brugerdata'!$C$165:$C$8948,$B68)","v":0},{"$f":"SUMIFS('9.3 Tidsdiff. - Brugerdata'!$G$165:$G$8948,'9.3 Tidsdiff. - Brugerdata'!$E$165:$E$8948,E$63,'9.3 Tidsdiff. - Brugerdata'!$D$165:$D$8948,E$64,'9.3 Tidsdiff. - Brugerdata'!$C$165:$C$8948,$B68)","v":0},{"$f":"SUMIFS('9.3 Tidsdiff. - Brugerdata'!$G$165:$G$8948,'9.3 Tidsdiff. - Brugerdata'!$E$165:$E$8948,E$63,'9.3 Tidsdiff. - Brugerdata'!$D$165:$D$8948,F$64,'9.3 Tidsdiff. - Brugerdata'!$C$165:$C$8948,$B68)","v":0},null,3,{"$f":"AVERAGEIFS('9.3 Tidsdiff. - Brugerdata'!$G$165:$G$8948,'9.3 Tidsdiff. - Brugerdata'!$C$165:$C$8948,$H68,'9.3 Tidsdiff. - Brugerdata'!$D$165:$D$8948,I$64,'9.3 Tidsdiff. - Brugerdata'!$E$165:$E$8948,I$63)","v":{"$error":"#DIV/0!"}},{"$f":"AVERAGEIFS('9.3 Tidsdiff. - Brugerdata'!$G$165:$G$8948,'9.3 Tidsdiff. - Brugerdata'!$C$165:$C$8948,$H68,'9.3 Tidsdiff. - Brugerdata'!$D$165:$D$8948,J$64,'9.3 Tidsdiff. - Brugerdata'!$E$165:$E$8948,I$63)","v":{"$error":"#DIV/0!"}},{"$f":"AVERAGEIFS('9.3 Tidsdiff. - Brugerdata'!$G$165:$G$8948,'9.3 Tidsdiff. - Brugerdata'!$C$165:$C$8948,$H68,'9.3 Tidsdiff. - Brugerdata'!$D$165:$D$8948,K$64,'9.3 Tidsdiff. - Brugerdata'!$E$165:$E$8948,K$63)","v":{"$error":"#DIV/0!"}},{"$f":"AVERAGEIFS('9.3 Tidsdiff. - Brugerdata'!$G$165:$G$8948,'9.3 Tidsdiff. - Brugerdata'!$C$165:$C$8948,$H68,'9.3 Tidsdiff. - Brugerdata'!$D$165:$D$8948,L$64,'9.3 Tidsdiff. - Brugerdata'!$E$165:$E$8948,K$63)","v":{"$error":"#DIV/0!"}},null,null,null,null,null,null,null,"2-3",{"$f":"IF('9.2 Tidsdiff. - Setup'!O68=3,C68,\"\")","v":0},{"$f":"IF('9.2 Tidsdiff. - Setup'!O68=2,C68,\"\")","v":""},{"$f":"IF('9.2 Tidsdiff. - Setup'!O68=1,C68,\"\")","v":""},{"$f":"IF('9.2 Tidsdiff. - Setup'!P68=3,D68,\"\")","v":0},{"$f":"IF('9.2 Tidsdiff. - Setup'!P68=2,D68,\"\")","v":""},{"$f":"IF('9.2 Tidsdiff. - Setup'!P68=1,D68,\"\")","v":""},{"$f":"IF('9.2 Tidsdiff. - Setup'!Q68=3,E68,\"\")","v":0},{"$f":"IF('9.2 Tidsdiff. - Setup'!Q68=2,E68,\"\")","v":""},{"$f":"IF('9.2 Tidsdiff. - Setup'!Q68=1,E68,\"\")","v":""},{"$f":"IF('9.2 Tidsdiff. - Setup'!R68=3,F68,\"\")","v":0},{"$f":"IF('9.2 Tidsdiff. - Setup'!R68=2,F68,\"\")","v":""},{"$f":"IF('9.2 Tidsdiff. - Setup'!R68=1,F68,\"\")","v":""},0,0,0,0]
[null,4,{"$f":"SUMIFS('9.3 Tidsdiff. - Brugerdata'!$G$165:$G$8948,'9.3 Tidsdiff. - Brugerdata'!$E$165:$E$8948,C$63,'9.3 Tidsdiff. - Brugerdata'!$D$165:$D$8948,C$64,'9.3 Tidsdiff. - Brugerdata'!$C$165:$C$8948,$B69)","v":0},{"$f":"SUMIFS('9.3 Tidsdiff. - Brugerdata'!$G$165:$G$8948,'9.3 Tidsdiff. - Brugerdata'!$E$165:$E$8948,C$63,'9.3 Tidsdiff. - Brugerdata'!$D$165:$D$8948,D$64,'9.3 Tidsdiff. - Brugerdata'!$C$165:$C$8948,$B69)","v":0},{"$f":"SUMIFS('9.3 Tidsdiff. - Brugerdata'!$G$165:$G$8948,'9.3 Tidsdiff. - Brugerdata'!$E$165:$E$8948,E$63,'9.3 Tidsdiff. - Brugerdata'!$D$165:$D$8948,E$64,'9.3 Tidsdiff. - Brugerdata'!$C$165:$C$8948,$B69)","v":0},{"$f":"SUMIFS('9.3 Tidsdiff. - Brugerdata'!$G$165:$G$8948,'9.3 Tidsdiff. - Brugerdata'!$E$165:$E$8948,E$63,'9.3 Tidsdiff. - Brugerdata'!$D$165:$D$8948,F$64,'9.3 Tidsdiff. - Brugerdata'!$C$165:$C$8948,$B69)","v":0},null,4,{"$f":"AVERAGEIFS('9.3 Tidsdiff. - Brugerdata'!$G$165:$G$8948,'9.3 Tidsdiff. - Brugerdata'!$C$165:$C$8948,$H69,'9.3 Tidsdiff. - Brugerdata'!$D$165:$D$8948,I$64,'9.3 Tidsdiff. - Brugerdata'!$E$165:$E$8948,I$63)","v":{"$error":"#DIV/0!"}},{"$f":"AVERAGEIFS('9.3 Tidsdiff. - Brugerdata'!$G$165:$G$8948,'9.3 Tidsdiff. - Brugerdata'!$C$165:$C$8948,$H69,'9.3 Tidsdiff. - Brugerdata'!$D$165:$D$8948,J$64,'9.3 Tidsdiff. - Brugerdata'!$E$165:$E$8948,I$63)","v":{"$error":"#DIV/0!"}},{"$f":"AVERAGEIFS('9.3 Tidsdiff. - Brugerdata'!$G$165:$G$8948,'9.3 Tidsdiff. - Brugerdata'!$C$165:$C$8948,$H69,'9.3 Tidsdiff. - Brugerdata'!$D$165:$D$8948,K$64,'9.3 Tidsdiff. - Brugerdata'!$E$165:$E$8948,K$63)","v":{"$error":"#DIV/0!"}},{"$f":"AVERAGEIFS('9.3 Tidsdiff. - Brugerdata'!$G$165:$G$8948,'9.3 Tidsdiff. - Brugerdata'!$C$165:$C$8948,$H69,'9.3 Tidsdiff. - Brugerdata'!$D$165:$D$8948,L$64,'9.3 Tidsdiff. - Brugerdata'!$E$165:$E$8948,K$63)","v":{"$error":"#DIV/0!"}},null,null,null,null,null,null,null,"3-4",{"$f":"IF('9.2 Tidsdiff. - Setup'!O69=3,C69,\"\")","v":0},{"$f":"IF('9.2 Tidsdiff. - Setup'!O69=2,C69,\"\")","v":""},{"$f":"IF('9.2 Tidsdiff. - Setup'!O69=1,C69,\"\")","v":""},{"$f":"IF('9.2 Tidsdiff. - Setup'!P69=3,D69,\"\")","v":0},{"$f":"IF('9.2 Tidsdiff. - Setup'!P69=2,D69,\"\")","v":""},{"$f":"IF('9.2 Tidsdiff. - Setup'!P69=1,D69,\"\")","v":""},{"$f":"IF('9.2 Tidsdiff. - Setup'!Q69=3,E69,\"\")","v":0},{"$f":"IF('9.2 Tidsdiff. - Setup'!Q69=2,E69,\"\")","v":""},{"$f":"IF('9.2 Tidsdiff. - Setup'!Q69=1,E69,\"\")","v":""},{"$f":"IF('9.2 Tidsdiff. - Setup'!R69=3,F69,\"\")","v":0},{"$f":"IF('9.2 Tidsdiff. - Setup'!R69=2,F69,\"\")","v":""},{"$f":"IF('9.2 Tidsdiff. - Setup'!R69=1,F69,\"\")","v":""},0,0,0,0]
[null,5,{"$f":"SUMIFS('9.3 Tidsdiff. - Brugerdata'!$G$165:$G$8948,'9.3 Tidsdiff. - Brugerdata'!$E$165:$E$8948,C$63,'9.3 Tidsdiff. - Brugerdata'!$D$165:$D$8948,C$64,'9.3 Tidsdiff. - Brugerdata'!$C$165:$C$8948,$B70)","v":0},{"$f":"SUMIFS('9.3 Tidsdiff. - Brugerdata'!$G$165:$G$8948,'9.3 Tidsdiff. - Brugerdata'!$E$165:$E$8948,C$63,'9.3 Tidsdiff. - Brugerdata'!$D$165:$D$8948,D$64,'9.3 Tidsdiff. - Brugerdata'!$C$165:$C$8948,$B70)","v":0},{"$f":"SUMIFS('9.3 Tidsdiff. - Brugerdata'!$G$165:$G$8948,'9.3 Tidsdiff. - Brugerdata'!$E$165:$E$8948,E$63,'9.3 Tidsdiff. - Brugerdata'!$D$165:$D$8948,E$64,'9.3 Tidsdiff. - Brugerdata'!$C$165:$C$8948,$B70)","v":0},{"$f":"SUMIFS('9.3 Tidsdiff. - Brugerdata'!$G$165:$G$8948,'9.3 Tidsdiff. - Brugerdata'!$E$165:$E$8948,E$63,'9.3 Tidsdiff. - Brugerdata'!$D$165:$D$8948,F$64,'9.3 Tidsdiff. - Brugerdata'!$C$165:$C$8948,$B70)","v":0},null,5,{"$f":"AVERAGEIFS('9.3 Tidsdiff. - Brugerdata'!$G$165:$G$8948,'9.3 Tidsdiff. - Brugerdata'!$C$165:$C$8948,$H70,'9.3 Tidsdiff. - Brugerdata'!$D$165:$D$8948,I$64,'9.3 Tidsdiff. - Brugerdata'!$E$165:$E$8948,I$63)","v":{"$error":"#DIV/0!"}},{"$f":"AVERAGEIFS('9.3 Tidsdiff. - Brugerdata'!$G$165:$G$8948,'9.3 Tidsdiff. - Brugerdata'!$C$165:$C$8948,$H70,'9.3 Tidsdiff. - Brugerdata'!$D$165:$D$8948,J$64,'9.3 Tidsdiff. - Brugerdata'!$E$165:$E$8948,I$63)","v":{"$error":"#DIV/0!"}},{"$f":"AVERAGEIFS('9.3 Tidsdiff. - Brugerdata'!$G$165:$G$8948,'9.3 Tidsdiff. - Brugerdata'!$C$165:$C$8948,$H70,'9.3 Tidsdiff. - Brugerdata'!$D$165:$D$8948,K$64,'9.3 Tidsdiff. - Brugerdata'!$E$165:$E$8948,K$63)","v":{"$error":"#DIV/0!"}},{"$f":"AVERAGEIFS('9.3 Tidsdiff. - Brugerdata'!$G$165:$G$8948,'9.3 Tidsdiff. - Brugerdata'!$C$165:$C$8948,$H70,'9.3 Tidsdiff. - Brugerdata'!$D$165:$D$8948,L$64,'9.3 Tidsdiff. - Brugerdata'!$E$165:$E$8948,K$63)","v":{"$error":"#DIV/0!"}},null,null,null,null,null,null,null,"4-5",{"$f":"IF('9.2 Tidsdiff. - Setup'!O70=3,C70,\"\")","v":0},{"$f":"IF('9.2 Tidsdiff. - Setup'!O70=2,C70,\"\")","v":""},{"$f":"IF('9.2 Tidsdiff. - Setup'!O70=1,C70,\"\")","v":""},{"$f":"IF('9.2 Tidsdiff. - Setup'!P70=3,D70,\"\")","v":0},{"$f":"IF('9.2 Tidsdiff. - Setup'!P70=2,D70,\"\")","v":""},{"$f":"IF('9.2 Tidsdiff. - Setup'!P70=1,D70,\"\")","v":""},{"$f":"IF('9.2 Tidsdiff. - Setup'!Q70=3,E70,\"\")","v":0},{"$f":"IF('9.2 Tidsdiff. - Setup'!Q70=2,E70,\"\")","v":""},{"$f":"IF('9.2 Tidsdiff. - Setup'!Q70=1,E70,\"\")","v":""},{"$f":"IF('9.2 Tidsdiff. - Setup'!R70=3,F70,\"\")","v":0},{"$f":"IF('9.2 Tidsdiff. - Setup'!R70=2,F70,\"\")","v":""},{"$f":"IF('9.2 Tidsdiff. - Setup'!R70=1,F70,\"\")","v":""},0,0,0,0]
[null,6,{"$f":"SUMIFS('9.3 Tidsdiff. - Brugerdata'!$G$165:$G$8948,'9.3 Tidsdiff. - Brugerdata'!$E$165:$E$8948,C$63,'9.3 Tidsdiff. - Brugerdata'!$D$165:$D$8948,C$64,'9.3 Tidsdiff. - Brugerdata'!$C$165:$C$8948,$B71)","v":0},{"$f":"SUMIFS('9.3 Tidsdiff. - Brugerdata'!$G$165:$G$8948,'9.3 Tidsdiff. - Brugerdata'!$E$165:$E$8948,C$63,'9.3 Tidsdiff. - Brugerdata'!$D$165:$D$8948,D$64,'9.3 Tidsdiff. - Brugerdata'!$C$165:$C$8948,$B71)","v":0},{"$f":"SUMIFS('9.3 Tidsdiff. - Brugerdata'!$G$165:$G$8948,'9.3 Tidsdiff. - Brugerdata'!$E$165:$E$8948,E$63,'9.3 Tidsdiff. - Brugerdata'!$D$165:$D$8948,E$64,'9.3 Tidsdiff. - Brugerdata'!$C$165:$C$8948,$B71)","v":0},{"$f":"SUMIFS('9.3 Tidsdiff. - Brugerdata'!$G$165:$G$8948,'9.3 Tidsdiff. - Brugerdata'!$E$165:$E$8948,E$63,'9.3 Tidsdiff. - Brugerdata'!$D$165:$D$8948,F$64,'9.3 Tidsdiff. - Brugerdata'!$C$165:$C$8948,$B71)","v":0},null,6,{"$f":"AVERAGEIFS('9.3 Tidsdiff. - Brugerdata'!$G$165:$G$8948,'9.3 Tidsdiff. - Brugerdata'!$C$165:$C$8948,$H71,'9.3 Tidsdiff. - Brugerdata'!$D$165:$D$8948,I$64,'9.3 Tidsdiff. - Brugerdata'!$E$165:$E$8948,I$63)","v":{"$error":"#DIV/0!"}},{"$f":"AVERAGEIFS('9.3 Tidsdiff. - Brugerdata'!$G$165:$G$8948,'9.3 Tidsdiff. - Brugerdata'!$C$165:$C$8948,$H71,'9.3 Tidsdiff. - Brugerdata'!$D$165:$D$8948,J$64,'9.3 Tidsdiff. - Brugerdata'!$E$165:$E$8948,I$63)","v":{"$error":"#DIV/0!"}},{"$f":"AVERAGEIFS('9.3 Tidsdiff. - Brugerdata'!$G$165:$G$8948,'9.3 Tidsdiff. - Brugerdata'!$C$165:$C$8948,$H71,'9.3 Tidsdiff. - Brugerdata'!$D$165:$D$8948,K$64,'9.3 Tidsdiff. - Brugerdata'!$E$165:$E$8948,K$63)","v":{"$error":"#DIV/0!"}},{"$f":"AVERAGEIFS('9.3 Tidsdiff. - Brugerdata'!$G$165:$G$8948,'9.3 Tidsdiff. - Brugerdata'!$C$165:$C$8948,$H71,'9.3 Tidsdiff. - Brugerdata'!$D$165:$D$8948,L$64,'9.3 Tidsdiff. - Brugerdata'!$E$165:$E$8948,K$63)","v":{"$error":"#DIV/0!"}},null,null,null,null,null,null,null,"5-6",{"$f":"IF('9.2 Tidsdiff. - Setup'!O71=3,C71,\"\")","v":0},{"$f":"IF('9.2 Tidsdiff. - Setup'!O71=2,C71,\"\")","v":""},{"$f":"IF('9.2 Tidsdiff. - Setup'!O71=1,C71,\"\")","v":""},{"$f":"IF('9.2 Tidsdiff. - Setup'!P71=3,D71,\"\")","v":0},{"$f":"IF('9.2 Tidsdiff. - Setup'!P71=2,D71,\"\")","v":""},{"$f":"IF('9.2 Tidsdiff. - Setup'!P71=1,D71,\"\")","v":""},{"$f":"IF('9.2 Tidsdiff. - Setup'!Q71=3,E71,\"\")","v":0},{"$f":"IF('9.2 Tidsdiff. - Setup'!Q71=2,E71,\"\")","v":""},{"$f":"IF('9.2 Tidsdiff. - Setup'!Q71=1,E71,\"\")","v":""},{"$f":"IF('9.2 Tidsdiff. - Setup'!R71=3,F71,\"\")","v":0},{"$f":"IF('9.2 Tidsdiff. - Setup'!R71=2,F71,\"\")","v":""},{"$f":"IF('9.2 Tidsdiff. - Setup'!R71=1,F71,\"\")","v":""},0,0,0,0]
[null,7,{"$f":"SUMIFS('9.3 Tidsdiff. - Brugerdata'!$G$165:$G$8948,'9.3 Tidsdiff. - Brugerdata'!$E$165:$E$8948,C$63,'9.3 Tidsdiff. - Brugerdata'!$D$165:$D$8948,C$64,'9.3 Tidsdiff. - Brugerdata'!$C$165:$C$8948,$B72)","v":0},{"$f":"SUMIFS('9.3 Tidsdiff. - Brugerdata'!$G$165:$G$8948,'9.3 Tidsdiff. - Brugerdata'!$E$165:$E$8948,C$63,'9.3 Tidsdiff. - Brugerdata'!$D$165:$D$8948,D$64,'9.3 Tidsdiff. - Brugerdata'!$C$165:$C$8948,$B72)","v":0},{"$f":"SUMIFS('9.3 Tidsdiff. - Brugerdata'!$G$165:$G$8948,'9.3 Tidsdiff. - Brugerdata'!$E$165:$E$8948,E$63,'9.3 Tidsdiff. - Brugerdata'!$D$165:$D$8948,E$64,'9.3 Tidsdiff. - Brugerdata'!$C$165:$C$8948,$B72)","v":0},{"$f":"SUMIFS('9.3 Tidsdiff. - Brugerdata'!$G$165:$G$8948,'9.3 Tidsdiff. - Brugerdata'!$E$165:$E$8948,E$63,'9.3 Tidsdiff. - Brugerdata'!$D$165:$D$8948,F$64,'9.3 Tidsdiff. - Brugerdata'!$C$165:$C$8948,$B72)","v":0},null,7,{"$f":"AVERAGEIFS('9.3 Tidsdiff. - Brugerdata'!$G$165:$G$8948,'9.3 Tidsdiff. - Brugerdata'!$C$165:$C$8948,$H72,'9.3 Tidsdiff. - Brugerdata'!$D$165:$D$8948,I$64,'9.3 Tidsdiff. - Brugerdata'!$E$165:$E$8948,I$63)","v":{"$error":"#DIV/0!"}},{"$f":"AVERAGEIFS('9.3 Tidsdiff. - Brugerdata'!$G$165:$G$8948,'9.3 Tidsdiff. - Brugerdata'!$C$165:$C$8948,$H72,'9.3 Tidsdiff. - Brugerdata'!$D$165:$D$8948,J$64,'9.3 Tidsdiff. - Brugerdata'!$E$165:$E$8948,I$63)","v":{"$error":"#DIV/0!"}},{"$f":"AVERAGEIFS('9.3 Tidsdiff. - Brugerdata'!$G$165:$G$8948,'9.3 Tidsdiff. - Brugerdata'!$C$165:$C$8948,$H72,'9.3 Tidsdiff. - Brugerdata'!$D$165:$D$8948,K$64,'9.3 Tidsdiff. - Brugerdata'!$E$165:$E$8948,K$63)","v":{"$error":"#DIV/0!"}},{"$f":"AVERAGEIFS('9.3 Tidsdiff. - Brugerdata'!$G$165:$G$8948,'9.3 Tidsdiff. - Brugerdata'!$C$165:$C$8948,$H72,'9.3 Tidsdiff. - Brugerdata'!$D$165:$D$8948,L$64,'9.3 Tidsdiff. - Brugerdata'!$E$165:$E$8948,K$63)","v":{"$error":"#DIV/0!"}},null,null,null,null,null,null,null,"6-7",{"$f":"IF('9.2 Tidsdiff. - Setup'!O72=3,C72,\"\")","v":""},{"$f":"IF('9.2 Tidsdiff. - Setup'!O72=2,C72,\"\")","v":0},{"$f":"IF('9.2 Tidsdiff. - Setup'!O72=1,C72,\"\")","v":""},{"$f":"IF('9.2 Tidsdiff. - Setup'!P72=3,D72,\"\")","v":0},{"$f":"IF('9.2 Tidsdiff. - Setup'!P72=2,D72,\"\")","v":""},{"$f":"IF('9.2 Tidsdiff. - Setup'!P72=1,D72,\"\")","v":""},{"$f":"IF('9.2 Tidsdiff. - Setup'!Q72=3,E72,\"\")","v":0},{"$f":"IF('9.2 Tidsdiff. - Setup'!Q72=2,E72,\"\")","v":""},{"$f":"IF('9.2 Tidsdiff. - Setup'!Q72=1,E72,\"\")","v":""},{"$f":"IF('9.2 Tidsdiff. - Setup'!R72=3,F72,\"\")","v":0},{"$f":"IF('9.2 Tidsdiff. - Setup'!R72=2,F72,\"\")","v":""},{"$f":"IF('9.2 Tidsdiff. - Setup'!R72=1,F72,\"\")","v":""},0,0,0,0]
[null,8,{"$f":"SUMIFS('9.3 Tidsdiff. - Brugerdata'!$G$165:$G$8948,'9.3 Tidsdiff. - Brugerdata'!$E$165:$E$8948,C$63,'9.3 Tidsdiff. - Brugerdata'!$D$165:$D$8948,C$64,'9.3 Tidsdiff. - Brugerdata'!$C$165:$C$8948,$B73)","v":0},{"$f":"SUMIFS('9.3 Tidsdiff. - Brugerdata'!$G$165:$G$8948,'9.3 Tidsdiff. - Brugerdata'!$E$165:$E$8948,C$63,'9.3 Tidsdiff. - Brugerdata'!$D$165:$D$8948,D$64,'9.3 Tidsdiff. - Brugerdata'!$C$165:$C$8948,$B73)","v":0},{"$f":"SUMIFS('9.3 Tidsdiff. - Brugerdata'!$G$165:$G$8948,'9.3 Tidsdiff. - Brugerdata'!$E$165:$E$8948,E$63,'9.3 Tidsdiff. - Brugerdata'!$D$165:$D$8948,E$64,'9.3 Tidsdiff. - Brugerdata'!$C$165:$C$8948,$B73)","v":0},{"$f":"SUMIFS('9.3 Tidsdiff. - Brugerdata'!$G$165:$G$8948,'9.3 Tidsdiff. - Brugerdata'!$E$165:$E$8948,E$63,'9.3 Tidsdiff. - Brugerdata'!$D$165:$D$8948,F$64,'9.3 Tidsdiff. - Brugerdata'!$C$165:$C$8948,$B73)","v":0},null,8,{"$f":"AVERAGEIFS('9.3 Tidsdiff. - Brugerdata'!$G$165:$G$8948,'9.3 Tidsdiff. - Brugerdata'!$C$165:$C$8948,$H73,'9.3 Tidsdiff. - Brugerdata'!$D$165:$D$8948,I$64,'9.3 Tidsdiff. - Brugerdata'!$E$165:$E$8948,I$63)","v":{"$error":"#DIV/0!"}},{"$f":"AVERAGEIFS('9.3 Tidsdiff. - Brugerdata'!$G$165:$G$8948,'9.3 Tidsdiff. - Brugerdata'!$C$165:$C$8948,$H73,'9.3 Tidsdiff. - Brugerdata'!$D$165:$D$8948,J$64,'9.3 Tidsdiff. - Brugerdata'!$E$165:$E$8948,I$63)","v":{"$error":"#DIV/0!"}},{"$f":"AVERAGEIFS('9.3 Tidsdiff. - Brugerdata'!$G$165:$G$8948,'9.3 Tidsdiff. - Brugerdata'!$C$165:$C$8948,$H73,'9.3 Tidsdiff. - Brugerdata'!$D$165:$D$8948,K$64,'9.3 Tidsdiff. - Brugerdata'!$E$165:$E$8948,K$63)","v":{"$error":"#DIV/0!"}},{"$f":"AVERAGEIFS('9.3 Tidsdiff. - Brugerdata'!$G$165:$G$8948,'9.3 Tidsdiff. - Brugerdata'!$C$165:$C$8948,$H73,'9.3 Tidsdiff. - Brugerdata'!$D$165:$D$8948,L$64,'9.3 Tidsdiff. - Brugerdata'!$E$165:$E$8948,K$63)","v":{"$error":"#DIV/0!"}},null,null,null,null,null,null,null,"7-8",{"$f":"IF('9.2 Tidsdiff. - Setup'!O73=3,C73,\"\")","v":""},{"$f":"IF('9.2 Tidsdiff. - Setup'!O73=2,C73,\"\")","v":""},{"$f":"IF('9.2 Tidsdiff. - Setup'!O73=1,C73,\"\")","v":0},{"$f":"IF('9.2 Tidsdiff. - Setup'!P73=3,D73,\"\")","v":0},{"$f":"IF('9.2 Tidsdiff. - Setup'!P73=2,D73,\"\")","v":""},{"$f":"IF('9.2 Tidsdiff. - Setup'!P73=1,D73,\"\")","v":""},{"$f":"IF('9.2 Tidsdiff. - Setup'!Q73=3,E73,\"\")","v":""},{"$f":"IF('9.2 Tidsdiff. - Setup'!Q73=2,E73,\"\")","v":0},{"$f":"IF('9.2 Tidsdiff. - Setup'!Q73=1,E73,\"\")","v":""},{"$f":"IF('9.2 Tidsdiff. - Setup'!R73=3,F73,\"\")","v":0},{"$f":"IF('9.2 Tidsdiff. - Setup'!R73=2,F73,\"\")","v":""},{"$f":"IF('9.2 Tidsdiff. - Setup'!R73=1,F73,\"\")","v":""},0,0,0,0]
[null,9,{"$f":"SUMIFS('9.3 Tidsdiff. - Brugerdata'!$G$165:$G$8948,'9.3 Tidsdiff. - Brugerdata'!$E$165:$E$8948,C$63,'9.3 Tidsdiff. - Brugerdata'!$D$165:$D$8948,C$64,'9.3 Tidsdiff. - Brugerdata'!$C$165:$C$8948,$B74)","v":0},{"$f":"SUMIFS('9.3 Tidsdiff. - Brugerdata'!$G$165:$G$8948,'9.3 Tidsdiff. - Brugerdata'!$E$165:$E$8948,C$63,'9.3 Tidsdiff. - Brugerdata'!$D$165:$D$8948,D$64,'9.3 Tidsdiff. - Brugerdata'!$C$165:$C$8948,$B74)","v":0},{"$f":"SUMIFS('9.3 Tidsdiff. - Brugerdata'!$G$165:$G$8948,'9.3 Tidsdiff. - Brugerdata'!$E$165:$E$8948,E$63,'9.3 Tidsdiff. - Brugerdata'!$D$165:$D$8948,E$64,'9.3 Tidsdiff. - Brugerdata'!$C$165:$C$8948,$B74)","v":0},{"$f":"SUMIFS('9.3 Tidsdiff. - Brugerdata'!$G$165:$G$8948,'9.3 Tidsdiff. - Brugerdata'!$E$165:$E$8948,E$63,'9.3 Tidsdiff. - Brugerdata'!$D$165:$D$8948,F$64,'9.3 Tidsdiff. - Brugerdata'!$C$165:$C$8948,$B74)","v":0},null,9,{"$f":"AVERAGEIFS('9.3 Tidsdiff. - Brugerdata'!$G$165:$G$8948,'9.3 Tidsdiff. - Brugerdata'!$C$165:$C$8948,$H74,'9.3 Tidsdiff. - Brugerdata'!$D$165:$D$8948,I$64,'9.3 Tidsdiff. - Brugerdata'!$E$165:$E$8948,I$63)","v":{"$error":"#DIV/0!"}},{"$f":"AVERAGEIFS('9.3 Tidsdiff. - Brugerdata'!$G$165:$G$8948,'9.3 Tidsdiff. - Brugerdata'!$C$165:$C$8948,$H74,'9.3 Tidsdiff. - Brugerdata'!$D$165:$D$8948,J$64,'9.3 Tidsdiff. - Brugerdata'!$E$165:$E$8948,I$63)","v":{"$error":"#DIV/0!"}},{"$f":"AVERAGEIFS('9.3 Tidsdiff. - Brugerdata'!$G$165:$G$8948,'9.3 Tidsdiff. - Brugerdata'!$C$165:$C$8948,$H74,'9.3 Tidsdiff. - Brugerdata'!$D$165:$D$8948,K$64,'9.3 Tidsdiff. - Brugerdata'!$E$165:$E$8948,K$63)","v":{"$error":"#DIV/0!"}},{"$f":"AVERAGEIFS('9.3 Tidsdiff. - Brugerdata'!$G$165:$G$8948,'9.3 Tidsdiff. - Brugerdata'!$C$165:$C$8948,$H74,'9.3 Tidsdiff. - Brugerdata'!$D$165:$D$8948,L$64,'9.3 Tidsdiff. - Brugerdata'!$E$165:$E$8948,K$63)","v":{"$error":"#DIV/0!"}},null,null,null,null,null,null,null,"8-9",{"$f":"IF('9.2 Tidsdiff. - Setup'!O74=3,C74,\"\")","v":""},{"$f":"IF('9.2 Tidsdiff. - Setup'!O74=2,C74,\"\")","v":""},{"$f":"IF('9.2 Tidsdiff. - Setup'!O74=1,C74,\"\")","v":0},{"$f":"IF('9.2 Tidsdiff. - Setup'!P74=3,D74,\"\")","v":0},{"$f":"IF('9.2 Tidsdiff. - Setup'!P74=2,D74,\"\")","v":""},{"$f":"IF('9.2 Tidsdiff. - Setup'!P74=1,D74,\"\")","v":""},{"$f":"IF('9.2 Tidsdiff. - Setup'!Q74=3,E74,\"\")","v":""},{"$f":"IF('9.2 Tidsdiff. - Setup'!Q74=2,E74,\"\")","v":0},{"$f":"IF('9.2 Tidsdiff. - Setup'!Q74=1,E74,\"\")","v":""},{"$f":"IF('9.2 Tidsdiff. - Setup'!R74=3,F74,\"\")","v":0},{"$f":"IF('9.2 Tidsdiff. - Setup'!R74=2,F74,\"\")","v":""},{"$f":"IF('9.2 Tidsdiff. - Setup'!R74=1,F74,\"\")","v":""},0,0,0,0]
[null,10,{"$f":"SUMIFS('9.3 Tidsdiff. - Brugerdata'!$G$165:$G$8948,'9.3 Tidsdiff. - Brugerdata'!$E$165:$E$8948,C$63,'9.3 Tidsdiff. - Brugerdata'!$D$165:$D$8948,C$64,'9.3 Tidsdiff. - Brugerdata'!$C$165:$C$8948,$B75)","v":0},{"$f":"SUMIFS('9.3 Tidsdiff. - Brugerdata'!$G$165:$G$8948,'9.3 Tidsdiff. - Brugerdata'!$E$165:$E$8948,C$63,'9.3 Tidsdiff. - Brugerdata'!$D$165:$D$8948,D$64,'9.3 Tidsdiff. - Brugerdata'!$C$165:$C$8948,$B75)","v":0},{"$f":"SUMIFS('9.3 Tidsdiff. - Brugerdata'!$G$165:$G$8948,'9.3 Tidsdiff. - Brugerdata'!$E$165:$E$8948,E$63,'9.3 Tidsdiff. - Brugerdata'!$D$165:$D$8948,E$64,'9.3 Tidsdiff. - Brugerdata'!$C$165:$C$8948,$B75)","v":0},{"$f":"SUMIFS('9.3 Tidsdiff. - Brugerdata'!$G$165:$G$8948,'9.3 Tidsdiff. - Brugerdata'!$E$165:$E$8948,E$63,'9.3 Tidsdiff. - Brugerdata'!$D$165:$D$8948,F$64,'9.3 Tidsdiff. - Brugerdata'!$C$165:$C$8948,$B75)","v":0},null,10,{"$f":"AVERAGEIFS('9.3 Tidsdiff. - Brugerdata'!$G$165:$G$8948,'9.3 Tidsdiff. - Brugerdata'!$C$165:$C$8948,$H75,'9.3 Tidsdiff. - Brugerdata'!$D$165:$D$8948,I$64,'9.3 Tidsdiff. - Brugerdata'!$E$165:$E$8948,I$63)","v":{"$error":"#DIV/0!"}},{"$f":"AVERAGEIFS('9.3 Tidsdiff. - Brugerdata'!$G$165:$G$8948,'9.3 Tidsdiff. - Brugerdata'!$C$165:$C$8948,$H75,'9.3 Tidsdiff. - Brugerdata'!$D$165:$D$8948,J$64,'9.3 Tidsdiff. - Brugerdata'!$E$165:$E$8948,I$63)","v":{"$error":"#DIV/0!"}},{"$f":"AVERAGEIFS('9.3 Tidsdiff. - Brugerdata'!$G$165:$G$8948,'9.3 Tidsdiff. - Brugerdata'!$C$165:$C$8948,$H75,'9.3 Tidsdiff. - Brugerdata'!$D$165:$D$8948,K$64,'9.3 Tidsdiff. - Brugerdata'!$E$165:$E$8948,K$63)","v":{"$error":"#DIV/0!"}},{"$f":"AVERAGEIFS('9.3 Tidsdiff. - Brugerdata'!$G$165:$G$8948,'9.3 Tidsdiff. - Brugerdata'!$C$165:$C$8948,$H75,'9.3 Tidsdiff. - Brugerdata'!$D$165:$D$8948,L$64,'9.3 Tidsdiff. - Brugerdata'!$E$165:$E$8948,K$63)","v":{"$error":"#DIV/0!"}},null,null,null,null,null,null,null,"9-10",{"$f":"IF('9.2 Tidsdiff. - Setup'!O75=3,C75,\"\")","v":""},{"$f":"IF('9.2 Tidsdiff. - Setup'!O75=2,C75,\"\")","v":""},{"$f":"IF('9.2 Tidsdiff. - Setup'!O75=1,C75,\"\")","v":0},{"$f":"IF('9.2 Tidsdiff. - Setup'!P75=3,D75,\"\")","v":0},{"$f":"IF('9.2 Tidsdiff. - Setup'!P75=2,D75,\"\")","v":""},{"$f":"IF('9.2 Tidsdiff. - Setup'!P75=1,D75,\"\")","v":""},{"$f":"IF('9.2 Tidsdiff. - Setup'!Q75=3,E75,\"\")","v":""},{"$f":"IF('9.2 Tidsdiff. - Setup'!Q75=2,E75,\"\")","v":0},{"$f":"IF('9.2 Tidsdiff. - Setup'!Q75=1,E75,\"\")","v":""},{"$f":"IF('9.2 Tidsdiff. - Setup'!R75=3,F75,\"\")","v":0},{"$f":"IF('9.2 Tidsdiff. - Setup'!R75=2,F75,\"\")","v":""},{"$f":"IF('9.2 Tidsdiff. - Setup'!R75=1,F75,\"\")","v":""},0,0,0,0]
[null,11,{"$f":"SUMIFS('9.3 Tidsdiff. - Brugerdata'!$G$165:$G$8948,'9.3 Tidsdiff. - Brugerdata'!$E$165:$E$8948,C$63,'9.3 Tidsdiff. - Brugerdata'!$D$165:$D$8948,C$64,'9.3 Tidsdiff. - Brugerdata'!$C$165:$C$8948,$B76)","v":0},{"$f":"SUMIFS('9.3 Tidsdiff. - Brugerdata'!$G$165:$G$8948,'9.3 Tidsdiff. - Brugerdata'!$E$165:$E$8948,C$63,'9.3 Tidsdiff. - Brugerdata'!$D$165:$D$8948,D$64,'9.3 Tidsdiff. - Brugerdata'!$C$165:$C$8948,$B76)","v":0},{"$f":"SUMIFS('9.3 Tidsdiff. - Brugerdata'!$G$165:$G$8948,'9.3 Tidsdiff. - Brugerdata'!$E$165:$E$8948,E$63,'9.3 Tidsdiff. - Brugerdata'!$D$165:$D$8948,E$64,'9.3 Tidsdiff. - Brugerdata'!$C$165:$C$8948,$B76)","v":0},{"$f":"SUMIFS('9.3 Tidsdiff. - Brugerdata'!$G$165:$G$8948,'9.3 Tidsdiff. - Brugerdata'!$E$165:$E$8948,E$63,'9.3 Tidsdiff. - Brugerdata'!$D$165:$D$8948,F$64,'9.3 Tidsdiff. - Brugerdata'!$C$165:$C$8948,$B76)","v":0},null,11,{"$f":"AVERAGEIFS('9.3 Tidsdiff. - Brugerdata'!$G$165:$G$8948,'9.3 Tidsdiff. - Brugerdata'!$C$165:$C$8948,$H76,'9.3 Tidsdiff. - Brugerdata'!$D$165:$D$8948,I$64,'9.3 Tidsdiff. - Brugerdata'!$E$165:$E$8948,I$63)","v":{"$error":"#DIV/0!"}},{"$f":"AVERAGEIFS('9.3 Tidsdiff. - Brugerdata'!$G$165:$G$8948,'9.3 Tidsdiff. - Brugerdata'!$C$165:$C$8948,$H76,'9.3 Tidsdiff. - Brugerdata'!$D$165:$D$8948,J$64,'9.3 Tidsdiff. - Brugerdata'!$E$165:$E$8948,I$63)","v":{"$error":"#DIV/0!"}},{"$f":"AVERAGEIFS('9.3 Tidsdiff. - Brugerdata'!$G$165:$G$8948,'9.3 Tidsdiff. - Brugerdata'!$C$165:$C$8948,$H76,'9.3 Tidsdiff. - Brugerdata'!$D$165:$D$8948,K$64,'9.3 Tidsdiff. - Brugerdata'!$E$165:$E$8948,K$63)","v":{"$error":"#DIV/0!"}},{"$f":"AVERAGEIFS('9.3 Tidsdiff. - Brugerdata'!$G$165:$G$8948,'9.3 Tidsdiff. - Brugerdata'!$C$165:$C$8948,$H76,'9.3 Tidsdiff. - Brugerdata'!$D$165:$D$8948,L$64,'9.3 Tidsdiff. - Brugerdata'!$E$165:$E$8948,K$63)","v":{"$error":"#DIV/0!"}},null,null,null,null,null,null,null,"10-11",{"$f":"IF('9.2 Tidsdiff. - Setup'!O76=3,C76,\"\")","v":""},{"$f":"IF('9.2 Tidsdiff. - Setup'!O76=2,C76,\"\")","v":""},{"$f":"IF('9.2 Tidsdiff. - Setup'!O76=1,C76,\"\")","v":0},{"$f":"IF('9.2 Tidsdiff. - Setup'!P76=3,D76,\"\")","v":0},{"$f":"IF('9.2 Tidsdiff. - Setup'!P76=2,D76,\"\")","v":""},{"$f":"IF('9.2 Tidsdiff. - Setup'!P76=1,D76,\"\")","v":""},{"$f":"IF('9.2 Tidsdiff. - Setup'!Q76=3,E76,\"\")","v":""},{"$f":"IF('9.2 Tidsdiff. - Setup'!Q76=2,E76,\"\")","v":0},{"$f":"IF('9.2 Tidsdiff. - Setup'!Q76=1,E76,\"\")","v":""},{"$f":"IF('9.2 Tidsdiff. - Setup'!R76=3,F76,\"\")","v":0},{"$f":"IF('9.2 Tidsdiff. - Setup'!R76=2,F76,\"\")","v":""},{"$f":"IF('9.2 Tidsdiff. - Setup'!R76=1,F76,\"\")","v":""},0,0,0,0]
[null,12,{"$f":"SUMIFS('9.3 Tidsdiff. - Brugerdata'!$G$165:$G$8948,'9.3 Tidsdiff. - Brugerdata'!$E$165:$E$8948,C$63,'9.3 Tidsdiff. - Brugerdata'!$D$165:$D$8948,C$64,'9.3 Tidsdiff. - Brugerdata'!$C$165:$C$8948,$B77)","v":0},{"$f":"SUMIFS('9.3 Tidsdiff. - Brugerdata'!$G$165:$G$8948,'9.3 Tidsdiff. - Brugerdata'!$E$165:$E$8948,C$63,'9.3 Tidsdiff. - Brugerdata'!$D$165:$D$8948,D$64,'9.3 Tidsdiff. - Brugerdata'!$C$165:$C$8948,$B77)","v":0},{"$f":"SUMIFS('9.3 Tidsdiff. - Brugerdata'!$G$165:$G$8948,'9.3 Tidsdiff. - Brugerdata'!$E$165:$E$8948,E$63,'9.3 Tidsdiff. - Brugerdata'!$D$165:$D$8948,E$64,'9.3 Tidsdiff. - Brugerdata'!$C$165:$C$8948,$B77)","v":0},{"$f":"SUMIFS('9.3 Tidsdiff. - Brugerdata'!$G$165:$G$8948,'9.3 Tidsdiff. - Brugerdata'!$E$165:$E$8948,E$63,'9.3 Tidsdiff. - Brugerdata'!$D$165:$D$8948,F$64,'9.3 Tidsdiff. - Brugerdata'!$C$165:$C$8948,$B77)","v":0},null,12,{"$f":"AVERAGEIFS('9.3 Tidsdiff. - Brugerdata'!$G$165:$G$8948,'9.3 Tidsdiff. - Brugerdata'!$C$165:$C$8948,$H77,'9.3 Tidsdiff. - Brugerdata'!$D$165:$D$8948,I$64,'9.3 Tidsdiff. - Brugerdata'!$E$165:$E$8948,I$63)","v":{"$error":"#DIV/0!"}},{"$f":"AVERAGEIFS('9.3 Tidsdiff. - Brugerdata'!$G$165:$G$8948,'9.3 Tidsdiff. - Brugerdata'!$C$165:$C$8948,$H77,'9.3 Tidsdiff. - Brugerdata'!$D$165:$D$8948,J$64,'9.3 Tidsdiff. - Brugerdata'!$E$165:$E$8948,I$63)","v":{"$error":"#DIV/0!"}},{"$f":"AVERAGEIFS('9.3 Tidsdiff. - Brugerdata'!$G$165:$G$8948,'9.3 Tidsdiff. - Brugerdata'!$C$165:$C$8948,$H77,'9.3 Tidsdiff. - Brugerdata'!$D$165:$D$8948,K$64,'9.3 Tidsdiff. - Brugerdata'!$E$165:$E$8948,K$63)","v":{"$error":"#DIV/0!"}},{"$f":"AVERAGEIFS('9.3 Tidsdiff. - Brugerdata'!$G$165:$G$8948,'9.3 Tidsdiff. - Brugerdata'!$C$165:$C$8948,$H77,'9.3 Tidsdiff. - Brugerdata'!$D$165:$D$8948,L$64,'9.3 Tidsdiff. - Brugerdata'!$E$165:$E$8948,K$63)","v":{"$error":"#DIV/0!"}},null,null,null,null,null,null,null,"11-12",{"$f":"IF('9.2 Tidsdiff. - Setup'!O77=3,C77,\"\")","v":""},{"$f":"IF('9.2 Tidsdiff. - Setup'!O77=2,C77,\"\")","v":""},{"$f":"IF('9.2 Tidsdiff. - Setup'!O77=1,C77,\"\")","v":0},{"$f":"IF('9.2 Tidsdiff. - Setup'!P77=3,D77,\"\")","v":0},{"$f":"IF('9.2 Tidsdiff. - Setup'!P77=2,D77,\"\")","v":""},{"$f":"IF('9.2 Tidsdiff. - Setup'!P77=1,D77,\"\")","v":""},{"$f":"IF('9.2 Tidsdiff. - Setup'!Q77=3,E77,\"\")","v":""},{"$f":"IF('9.2 Tidsdiff. - Setup'!Q77=2,E77,\"\")","v":0},{"$f":"IF('9.2 Tidsdiff. - Setup'!Q77=1,E77,\"\")","v":""},{"$f":"IF('9.2 Tidsdiff. - Setup'!R77=3,F77,\"\")","v":0},{"$f":"IF('9.2 Tidsdiff. - Setup'!R77=2,F77,\"\")","v":""},{"$f":"IF('9.2 Tidsdiff. - Setup'!R77=1,F77,\"\")","v":""},0,0,0,0]
[null,13,{"$f":"SUMIFS('9.3 Tidsdiff. - Brugerdata'!$G$165:$G$8948,'9.3 Tidsdiff. - Brugerdata'!$E$165:$E$8948,C$63,'9.3 Tidsdiff. - Brugerdata'!$D$165:$D$8948,C$64,'9.3 Tidsdiff. - Brugerdata'!$C$165:$C$8948,$B78)","v":0},{"$f":"SUMIFS('9.3 Tidsdiff. - Brugerdata'!$G$165:$G$8948,'9.3 Tidsdiff. - Brugerdata'!$E$165:$E$8948,C$63,'9.3 Tidsdiff. - Brugerdata'!$D$165:$D$8948,D$64,'9.3 Tidsdiff. - Brugerdata'!$C$165:$C$8948,$B78)","v":0},{"$f":"SUMIFS('9.3 Tidsdiff. - Brugerdata'!$G$165:$G$8948,'9.3 Tidsdiff. - Brugerdata'!$E$165:$E$8948,E$63,'9.3 Tidsdiff. - Brugerdata'!$D$165:$D$8948,E$64,'9.3 Tidsdiff. - Brugerdata'!$C$165:$C$8948,$B78)","v":0},{"$f":"SUMIFS('9.3 Tidsdiff. - Brugerdata'!$G$165:$G$8948,'9.3 Tidsdiff. - Brugerdata'!$E$165:$E$8948,E$63,'9.3 Tidsdiff. - Brugerdata'!$D$165:$D$8948,F$64,'9.3 Tidsdiff. - Brugerdata'!$C$165:$C$8948,$B78)","v":0},null,13,{"$f":"AVERAGEIFS('9.3 Tidsdiff. - Brugerdata'!$G$165:$G$8948,'9.3 Tidsdiff. - Brugerdata'!$C$165:$C$8948,$H78,'9.3 Tidsdiff. - Brugerdata'!$D$165:$D$8948,I$64,'9.3 Tidsdiff. - Brugerdata'!$E$165:$E$8948,I$63)","v":{"$error":"#DIV/0!"}},{"$f":"AVERAGEIFS('9.3 Tidsdiff. - Brugerdata'!$G$165:$G$8948,'9.3 Tidsdiff. - Brugerdata'!$C$165:$C$8948,$H78,'9.3 Tidsdiff. - Brugerdata'!$D$165:$D$8948,J$64,'9.3 Tidsdiff. - Brugerdata'!$E$165:$E$8948,I$63)","v":{"$error":"#DIV/0!"}},{"$f":"AVERAGEIFS('9.3 Tidsdiff. - Brugerdata'!$G$165:$G$8948,'9.3 Tidsdiff. - Brugerdata'!$C$165:$C$8948,$H78,'9.3 Tidsdiff. - Brugerdata'!$D$165:$D$8948,K$64,'9.3 Tidsdiff. - Brugerdata'!$E$165:$E$8948,K$63)","v":{"$error":"#DIV/0!"}},{"$f":"AVERAGEIFS('9.3 Tidsdiff. - Brugerdata'!$G$165:$G$8948,'9.3 Tidsdiff. - Brugerdata'!$C$165:$C$8948,$H78,'9.3 Tidsdiff. - Brugerdata'!$D$165:$D$8948,L$64,'9.3 Tidsdiff. - Brugerdata'!$E$165:$E$8948,K$63)","v":{"$error":"#DIV/0!"}},null,null,null,null,null,null,null,"12-13",{"$f":"IF('9.2 Tidsdiff. - Setup'!O78=3,C78,\"\")","v":""},{"$f":"IF('9.2 Tidsdiff. - Setup'!O78=2,C78,\"\")","v":""},{"$f":"IF('9.2 Tidsdiff. - Setup'!O78=1,C78,\"\")","v":0},{"$f":"IF('9.2 Tidsdiff. - Setup'!P78=3,D78,\"\")","v":0},{"$f":"IF('9.2 Tidsdiff. - Setup'!P78=2,D78,\"\")","v":""},{"$f":"IF('9.2 Tidsdiff. - Setup'!P78=1,D78,\"\")","v":""},{"$f":"IF('9.2 Tidsdiff. - Setup'!Q78=3,E78,\"\")","v":""},{"$f":"IF('9.2 Tidsdiff. - Setup'!Q78=2,E78,\"\")","v":0},{"$f":"IF('9.2 Tidsdiff. - Setup'!Q78=1,E78,\"\")","v":""},{"$f":"IF('9.2 Tidsdiff. - Setup'!R78=3,F78,\"\")","v":0},{"$f":"IF('9.2 Tidsdiff. - Setup'!R78=2,F78,\"\")","v":""},{"$f":"IF('9.2 Tidsdiff. - Setup'!R78=1,F78,\"\")","v":""},0,0,0,0]
[null,14,{"$f":"SUMIFS('9.3 Tidsdiff. - Brugerdata'!$G$165:$G$8948,'9.3 Tidsdiff. - Brugerdata'!$E$165:$E$8948,C$63,'9.3 Tidsdiff. - Brugerdata'!$D$165:$D$8948,C$64,'9.3 Tidsdiff. - Brugerdata'!$C$165:$C$8948,$B79)","v":0},{"$f":"SUMIFS('9.3 Tidsdiff. - Brugerdata'!$G$165:$G$8948,'9.3 Tidsdiff. - Brugerdata'!$E$165:$E$8948,C$63,'9.3 Tidsdiff. - Brugerdata'!$D$165:$D$8948,D$64,'9.3 Tidsdiff. - Brugerdata'!$C$165:$C$8948,$B79)","v":0},{"$f":"SUMIFS('9.3 Tidsdiff. - Brugerdata'!$G$165:$G$8948,'9.3 Tidsdiff. - Brugerdata'!$E$165:$E$8948,E$63,'9.3 Tidsdiff. - Brugerdata'!$D$165:$D$8948,E$64,'9.3 Tidsdiff. - Brugerdata'!$C$165:$C$8948,$B79)","v":0},{"$f":"SUMIFS('9.3 Tidsdiff. - Brugerdata'!$G$165:$G$8948,'9.3 Tidsdiff. - Brugerdata'!$E$165:$E$8948,E$63,'9.3 Tidsdiff. - Brugerdata'!$D$165:$D$8948,F$64,'9.3 Tidsdiff. - Brugerdata'!$C$165:$C$8948,$B79)","v":0},null,14,{"$f":"AVERAGEIFS('9.3 Tidsdiff. - Brugerdata'!$G$165:$G$8948,'9.3 Tidsdiff. - Brugerdata'!$C$165:$C$8948,$H79,'9.3 Tidsdiff. - Brugerdata'!$D$165:$D$8948,I$64,'9.3 Tidsdiff. - Brugerdata'!$E$165:$E$8948,I$63)","v":{"$error":"#DIV/0!"}},{"$f":"AVERAGEIFS('9.3 Tidsdiff. - Brugerdata'!$G$165:$G$8948,'9.3 Tidsdiff. - Brugerdata'!$C$165:$C$8948,$H79,'9.3 Tidsdiff. - Brugerdata'!$D$165:$D$8948,J$64,'9.3 Tidsdiff. - Brugerdata'!$E$165:$E$8948,I$63)","v":{"$error":"#DIV/0!"}},{"$f":"AVERAGEIFS('9.3 Tidsdiff. - Brugerdata'!$G$165:$G$8948,'9.3 Tidsdiff. - Brugerdata'!$C$165:$C$8948,$H79,'9.3 Tidsdiff. - Brugerdata'!$D$165:$D$8948,K$64,'9.3 Tidsdiff. - Brugerdata'!$E$165:$E$8948,K$63)","v":{"$error":"#DIV/0!"}},{"$f":"AVERAGEIFS('9.3 Tidsdiff. - Brugerdata'!$G$165:$G$8948,'9.3 Tidsdiff. - Brugerdata'!$C$165:$C$8948,$H79,'9.3 Tidsdiff. - Brugerdata'!$D$165:$D$8948,L$64,'9.3 Tidsdiff. - Brugerdata'!$E$165:$E$8948,K$63)","v":{"$error":"#DIV/0!"}},null,null,null,null,null,null,null,"13-14",{"$f":"IF('9.2 Tidsdiff. - Setup'!O79=3,C79,\"\")","v":""},{"$f":"IF('9.2 Tidsdiff. - Setup'!O79=2,C79,\"\")","v":""},{"$f":"IF('9.2 Tidsdiff. - Setup'!O79=1,C79,\"\")","v":0},{"$f":"IF('9.2 Tidsdiff. - Setup'!P79=3,D79,\"\")","v":0},{"$f":"IF('9.2 Tidsdiff. - Setup'!P79=2,D79,\"\")","v":""},{"$f":"IF('9.2 Tidsdiff. - Setup'!P79=1,D79,\"\")","v":""},{"$f":"IF('9.2 Tidsdiff. - Setup'!Q79=3,E79,\"\")","v":""},{"$f":"IF('9.2 Tidsdiff. - Setup'!Q79=2,E79,\"\")","v":0},{"$f":"IF('9.2 Tidsdiff. - Setup'!Q79=1,E79,\"\")","v":""},{"$f":"IF('9.2 Tidsdiff. - Setup'!R79=3,F79,\"\")","v":0},{"$f":"IF('9.2 Tidsdiff. - Setup'!R79=2,F79,\"\")","v":""},{"$f":"IF('9.2 Tidsdiff. - Setup'!R79=1,F79,\"\")","v":""},0,0,0,0]
[null,15,{"$f":"SUMIFS('9.3 Tidsdiff. - Brugerdata'!$G$165:$G$8948,'9.3 Tidsdiff. - Brugerdata'!$E$165:$E$8948,C$63,'9.3 Tidsdiff. - Brugerdata'!$D$165:$D$8948,C$64,'9.3 Tidsdiff. - Brugerdata'!$C$165:$C$8948,$B80)","v":0},{"$f":"SUMIFS('9.3 Tidsdiff. - Brugerdata'!$G$165:$G$8948,'9.3 Tidsdiff. - Brugerdata'!$E$165:$E$8948,C$63,'9.3 Tidsdiff. - Brugerdata'!$D$165:$D$8948,D$64,'9.3 Tidsdiff. - Brugerdata'!$C$165:$C$8948,$B80)","v":0},{"$f":"SUMIFS('9.3 Tidsdiff. - Brugerdata'!$G$165:$G$8948,'9.3 Tidsdiff. - Brugerdata'!$E$165:$E$8948,E$63,'9.3 Tidsdiff. - Brugerdata'!$D$165:$D$8948,E$64,'9.3 Tidsdiff. - Brugerdata'!$C$165:$C$8948,$B80)","v":0},{"$f":"SUMIFS('9.3 Tidsdiff. - Brugerdata'!$G$165:$G$8948,'9.3 Tidsdiff. - Brugerdata'!$E$165:$E$8948,E$63,'9.3 Tidsdiff. - Brugerdata'!$D$165:$D$8948,F$64,'9.3 Tidsdiff. - Brugerdata'!$C$165:$C$8948,$B80)","v":0},null,15,{"$f":"AVERAGEIFS('9.3 Tidsdiff. - Brugerdata'!$G$165:$G$8948,'9.3 Tidsdiff. - Brugerdata'!$C$165:$C$8948,$H80,'9.3 Tidsdiff. - Brugerdata'!$D$165:$D$8948,I$64,'9.3 Tidsdiff. - Brugerdata'!$E$165:$E$8948,I$63)","v":{"$error":"#DIV/0!"}},{"$f":"AVERAGEIFS('9.3 Tidsdiff. - Brugerdata'!$G$165:$G$8948,'9.3 Tidsdiff. - Brugerdata'!$C$165:$C$8948,$H80,'9.3 Tidsdiff. - Brugerdata'!$D$165:$D$8948,J$64,'9.3 Tidsdiff. - Brugerdata'!$E$165:$E$8948,I$63)","v":{"$error":"#DIV/0!"}},{"$f":"AVERAGEIFS('9.3 Tidsdiff. - Brugerdata'!$G$165:$G$8948,'9.3 Tidsdiff. - Brugerdata'!$C$165:$C$8948,$H80,'9.3 Tidsdiff. - Brugerdata'!$D$165:$D$8948,K$64,'9.3 Tidsdiff. - Brugerdata'!$E$165:$E$8948,K$63)","v":{"$error":"#DIV/0!"}},{"$f":"AVERAGEIFS('9.3 Tidsdiff. - Brugerdata'!$G$165:$G$8948,'9.3 Tidsdiff. - Brugerdata'!$C$165:$C$8948,$H80,'9.3 Tidsdiff. - Brugerdata'!$D$165:$D$8948,L$64,'9.3 Tidsdiff. - Brugerdata'!$E$165:$E$8948,K$63)","v":{"$error":"#DIV/0!"}},null,null,null,null,null,null,null,"14-15",{"$f":"IF('9.2 Tidsdiff. - Setup'!O80=3,C80,\"\")","v":""},{"$f":"IF('9.2 Tidsdiff. - Setup'!O80=2,C80,\"\")","v":""},{"$f":"IF('9.2 Tidsdiff. - Setup'!O80=1,C80,\"\")","v":0},{"$f":"IF('9.2 Tidsdiff. - Setup'!P80=3,D80,\"\")","v":0},{"$f":"IF('9.2 Tidsdiff. - Setup'!P80=2,D80,\"\")","v":""},{"$f":"IF('9.2 Tidsdiff. - Setup'!P80=1,D80,\"\")","v":""},{"$f":"IF('9.2 Tidsdiff. - Setup'!Q80=3,E80,\"\")","v":""},{"$f":"IF('9.2 Tidsdiff. - Setup'!Q80=2,E80,\"\")","v":0},{"$f":"IF('9.2 Tidsdiff. - Setup'!Q80=1,E80,\"\")","v":""},{"$f":"IF('9.2 Tidsdiff. - Setup'!R80=3,F80,\"\")","v":0},{"$f":"IF('9.2 Tidsdiff. - Setup'!R80=2,F80,\"\")","v":""},{"$f":"IF('9.2 Tidsdiff. - Setup'!R80=1,F80,\"\")","v":""},0,0,0,0]
[null,16,{"$f":"SUMIFS('9.3 Tidsdiff. - Brugerdata'!$G$165:$G$8948,'9.3 Tidsdiff. - Brugerdata'!$E$165:$E$8948,C$63,'9.3 Tidsdiff. - Brugerdata'!$D$165:$D$8948,C$64,'9.3 Tidsdiff. - Brugerdata'!$C$165:$C$8948,$B81)","v":0},{"$f":"SUMIFS('9.3 Tidsdiff. - Brugerdata'!$G$165:$G$8948,'9.3 Tidsdiff. - Brugerdata'!$E$165:$E$8948,C$63,'9.3 Tidsdiff. - Brugerdata'!$D$165:$D$8948,D$64,'9.3 Tidsdiff. - Brugerdata'!$C$165:$C$8948,$B81)","v":0},{"$f":"SUMIFS('9.3 Tidsdiff. - Brugerdata'!$G$165:$G$8948,'9.3 Tidsdiff. - Brugerdata'!$E$165:$E$8948,E$63,'9.3 Tidsdiff. - Brugerdata'!$D$165:$D$8948,E$64,'9.3 Tidsdiff. - Brugerdata'!$C$165:$C$8948,$B81)","v":0},{"$f":"SUMIFS('9.3 Tidsdiff. - Brugerdata'!$G$165:$G$8948,'9.3 Tidsdiff. - Brugerdata'!$E$165:$E$8948,E$63,'9.3 Tidsdiff. - Brugerdata'!$D$165:$D$8948,F$64,'9.3 Tidsdiff. - Brugerdata'!$C$165:$C$8948,$B81)","v":0},null,16,{"$f":"AVERAGEIFS('9.3 Tidsdiff. - Brugerdata'!$G$165:$G$8948,'9.3 Tidsdiff. - Brugerdata'!$C$165:$C$8948,$H81,'9.3 Tidsdiff. - Brugerdata'!$D$165:$D$8948,I$64,'9.3 Tidsdiff. - Brugerdata'!$E$165:$E$8948,I$63)","v":{"$error":"#DIV/0!"}},{"$f":"AVERAGEIFS('9.3 Tidsdiff. - Brugerdata'!$G$165:$G$8948,'9.3 Tidsdiff. - Brugerdata'!$C$165:$C$8948,$H81,'9.3 Tidsdiff. - Brugerdata'!$D$165:$D$8948,J$64,'9.3 Tidsdiff. - Brugerdata'!$E$165:$E$8948,I$63)","v":{"$error":"#DIV/0!"}},{"$f":"AVERAGEIFS('9.3 Tidsdiff. - Brugerdata'!$G$165:$G$8948,'9.3 Tidsdiff. - Brugerdata'!$C$165:$C$8948,$H81,'9.3 Tidsdiff. - Brugerdata'!$D$165:$D$8948,K$64,'9.3 Tidsdiff. - Brugerdata'!$E$165:$E$8948,K$63)","v":{"$error":"#DIV/0!"}},{"$f":"AVERAGEIFS('9.3 Tidsdiff. - Brugerdata'!$G$165:$G$8948,'9.3 Tidsdiff. - Brugerdata'!$C$165:$C$8948,$H81,'9.3 Tidsdiff. - Brugerdata'!$D$165:$D$8948,L$64,'9.3 Tidsdiff. - Brugerdata'!$E$165:$E$8948,K$63)","v":{"$error":"#DIV/0!"}},null,null,null,null,null,null,null,"15-16",{"$f":"IF('9.2 Tidsdiff. - Setup'!O81=3,C81,\"\")","v":""},{"$f":"IF('9.2 Tidsdiff. - Setup'!O81=2,C81,\"\")","v":""},{"$f":"IF('9.2 Tidsdiff. - Setup'!O81=1,C81,\"\")","v":0},{"$f":"IF('9.2 Tidsdiff. - Setup'!P81=3,D81,\"\")","v":0},{"$f":"IF('9.2 Tidsdiff. - Setup'!P81=2,D81,\"\")","v":""},{"$f":"IF('9.2 Tidsdiff. - Setup'!P81=1,D81,\"\")","v":""},{"$f":"IF('9.2 Tidsdiff. - Setup'!Q81=3,E81,\"\")","v":""},{"$f":"IF('9.2 Tidsdiff. - Setup'!Q81=2,E81,\"\")","v":0},{"$f":"IF('9.2 Tidsdiff. - Setup'!Q81=1,E81,\"\")","v":""},{"$f":"IF('9.2 Tidsdiff. - Setup'!R81=3,F81,\"\")","v":0},{"$f":"IF('9.2 Tidsdiff. - Setup'!R81=2,F81,\"\")","v":""},{"$f":"IF('9.2 Tidsdiff. - Setup'!R81=1,F81,\"\")","v":""},0,0,0,0]
[null,17,{"$f":"SUMIFS('9.3 Tidsdiff. - Brugerdata'!$G$165:$G$8948,'9.3 Tidsdiff. - Brugerdata'!$E$165:$E$8948,C$63,'9.3 Tidsdiff. - Brugerdata'!$D$165:$D$8948,C$64,'9.3 Tidsdiff. - Brugerdata'!$C$165:$C$8948,$B82)","v":0},{"$f":"SUMIFS('9.3 Tidsdiff. - Brugerdata'!$G$165:$G$8948,'9.3 Tidsdiff. - Brugerdata'!$E$165:$E$8948,C$63,'9.3 Tidsdiff. - Brugerdata'!$D$165:$D$8948,D$64,'9.3 Tidsdiff. - Brugerdata'!$C$165:$C$8948,$B82)","v":0},{"$f":"SUMIFS('9.3 Tidsdiff. - Brugerdata'!$G$165:$G$8948,'9.3 Tidsdiff. - Brugerdata'!$E$165:$E$8948,E$63,'9.3 Tidsdiff. - Brugerdata'!$D$165:$D$8948,E$64,'9.3 Tidsdiff. - Brugerdata'!$C$165:$C$8948,$B82)","v":0},{"$f":"SUMIFS('9.3 Tidsdiff. - Brugerdata'!$G$165:$G$8948,'9.3 Tidsdiff. - Brugerdata'!$E$165:$E$8948,E$63,'9.3 Tidsdiff. - Brugerdata'!$D$165:$D$8948,F$64,'9.3 Tidsdiff. - Brugerdata'!$C$165:$C$8948,$B82)","v":0},null,17,{"$f":"AVERAGEIFS('9.3 Tidsdiff. - Brugerdata'!$G$165:$G$8948,'9.3 Tidsdiff. - Brugerdata'!$C$165:$C$8948,$H82,'9.3 Tidsdiff. - Brugerdata'!$D$165:$D$8948,I$64,'9.3 Tidsdiff. - Brugerdata'!$E$165:$E$8948,I$63)","v":{"$error":"#DIV/0!"}},{"$f":"AVERAGEIFS('9.3 Tidsdiff. - Brugerdata'!$G$165:$G$8948,'9.3 Tidsdiff. - Brugerdata'!$C$165:$C$8948,$H82,'9.3 Tidsdiff. - Brugerdata'!$D$165:$D$8948,J$64,'9.3 Tidsdiff. - Brugerdata'!$E$165:$E$8948,I$63)","v":{"$error":"#DIV/0!"}},{"$f":"AVERAGEIFS('9.3 Tidsdiff. - Brugerdata'!$G$165:$G$8948,'9.3 Tidsdiff. - Brugerdata'!$C$165:$C$8948,$H82,'9.3 Tidsdiff. - Brugerdata'!$D$165:$D$8948,K$64,'9.3 Tidsdiff. - Brugerdata'!$E$165:$E$8948,K$63)","v":{"$error":"#DIV/0!"}},{"$f":"AVERAGEIFS('9.3 Tidsdiff. - Brugerdata'!$G$165:$G$8948,'9.3 Tidsdiff. - Brugerdata'!$C$165:$C$8948,$H82,'9.3 Tidsdiff. - Brugerdata'!$D$165:$D$8948,L$64,'9.3 Tidsdiff. - Brugerdata'!$E$165:$E$8948,K$63)","v":{"$error":"#DIV/0!"}},null,null,null,null,null,null,null,"16-17",{"$f":"IF('9.2 Tidsdiff. - Setup'!O82=3,C82,\"\")","v":""},{"$f":"IF('9.2 Tidsdiff. - Setup'!O82=2,C82,\"\")","v":""},{"$f":"IF('9.2 Tidsdiff. - Setup'!O82=1,C82,\"\")","v":0},{"$f":"IF('9.2 Tidsdiff. - Setup'!P82=3,D82,\"\")","v":0},{"$f":"IF('9.2 Tidsdiff. - Setup'!P82=2,D82,\"\")","v":""},{"$f":"IF('9.2 Tidsdiff. - Setup'!P82=1,D82,\"\")","v":""},{"$f":"IF('9.2 Tidsdiff. - Setup'!Q82=3,E82,\"\")","v":""},{"$f":"IF('9.2 Tidsdiff. - Setup'!Q82=2,E82,\"\")","v":0},{"$f":"IF('9.2 Tidsdiff. - Setup'!Q82=1,E82,\"\")","v":""},{"$f":"IF('9.2 Tidsdiff. - Setup'!R82=3,F82,\"\")","v":0},{"$f":"IF('9.2 Tidsdiff. - Setup'!R82=2,F82,\"\")","v":""},{"$f":"IF('9.2 Tidsdiff. - Setup'!R82=1,F82,\"\")","v":""},0,0,0,0]
[null,18,{"$f":"SUMIFS('9.3 Tidsdiff. - Brugerdata'!$G$165:$G$8948,'9.3 Tidsdiff. - Brugerdata'!$E$165:$E$8948,C$63,'9.3 Tidsdiff. - Brugerdata'!$D$165:$D$8948,C$64,'9.3 Tidsdiff. - Brugerdata'!$C$165:$C$8948,$B83)","v":0},{"$f":"SUMIFS('9.3 Tidsdiff. - Brugerdata'!$G$165:$G$8948,'9.3 Tidsdiff. - Brugerdata'!$E$165:$E$8948,C$63,'9.3 Tidsdiff. - Brugerdata'!$D$165:$D$8948,D$64,'9.3 Tidsdiff. - Brugerdata'!$C$165:$C$8948,$B83)","v":0},{"$f":"SUMIFS('9.3 Tidsdiff. - Brugerdata'!$G$165:$G$8948,'9.3 Tidsdiff. - Brugerdata'!$E$165:$E$8948,E$63,'9.3 Tidsdiff. - Brugerdata'!$D$165:$D$8948,E$64,'9.3 Tidsdiff. - Brugerdata'!$C$165:$C$8948,$B83)","v":0},{"$f":"SUMIFS('9.3 Tidsdiff. - Brugerdata'!$G$165:$G$8948,'9.3 Tidsdiff. - Brugerdata'!$E$165:$E$8948,E$63,'9.3 Tidsdiff. - Brugerdata'!$D$165:$D$8948,F$64,'9.3 Tidsdiff. - Brugerdata'!$C$165:$C$8948,$B83)","v":0},null,18,{"$f":"AVERAGEIFS('9.3 Tidsdiff. - Brugerdata'!$G$165:$G$8948,'9.3 Tidsdiff. - Brugerdata'!$C$165:$C$8948,$H83,'9.3 Tidsdiff. - Brugerdata'!$D$165:$D$8948,I$64,'9.3 Tidsdiff. - Brugerdata'!$E$165:$E$8948,I$63)","v":{"$error":"#DIV/0!"}},{"$f":"AVERAGEIFS('9.3 Tidsdiff. - Brugerdata'!$G$165:$G$8948,'9.3 Tidsdiff. - Brugerdata'!$C$165:$C$8948,$H83,'9.3 Tidsdiff. - Brugerdata'!$D$165:$D$8948,J$64,'9.3 Tidsdiff. - Brugerdata'!$E$165:$E$8948,I$63)","v":{"$error":"#DIV/0!"}},{"$f":"AVERAGEIFS('9.3 Tidsdiff. - Brugerdata'!$G$165:$G$8948,'9.3 Tidsdiff. - Brugerdata'!$C$165:$C$8948,$H83,'9.3 Tidsdiff. - Brugerdata'!$D$165:$D$8948,K$64,'9.3 Tidsdiff. - Brugerdata'!$E$165:$E$8948,K$63)","v":{"$error":"#DIV/0!"}},{"$f":"AVERAGEIFS('9.3 Tidsdiff. - Brugerdata'!$G$165:$G$8948,'9.3 Tidsdiff. - Brugerdata'!$C$165:$C$8948,$H83,'9.3 Tidsdiff. - Brugerdata'!$D$165:$D$8948,L$64,'9.3 Tidsdiff. - Brugerdata'!$E$165:$E$8948,K$63)","v":{"$error":"#DIV/0!"}},null,null,null,null,null,null,null,"17-18",{"$f":"IF('9.2 Tidsdiff. - Setup'!O83=3,C83,\"\")","v":""},{"$f":"IF('9.2 Tidsdiff. - Setup'!O83=2,C83,\"\")","v":""},{"$f":"IF('9.2 Tidsdiff. - Setup'!O83=1,C83,\"\")","v":0},{"$f":"IF('9.2 Tidsdiff. - Setup'!P83=3,D83,\"\")","v":0},{"$f":"IF('9.2 Tidsdiff. - Setup'!P83=2,D83,\"\")","v":""},{"$f":"IF('9.2 Tidsdiff. - Setup'!P83=1,D83,\"\")","v":""},{"$f":"IF('9.2 Tidsdiff. - Setup'!Q83=3,E83,\"\")","v":""},{"$f":"IF('9.2 Tidsdiff. - Setup'!Q83=2,E83,\"\")","v":0},{"$f":"IF('9.2 Tidsdiff. - Setup'!Q83=1,E83,\"\")","v":""},{"$f":"IF('9.2 Tidsdiff. - Setup'!R83=3,F83,\"\")","v":0},{"$f":"IF('9.2 Tidsdiff. - Setup'!R83=2,F83,\"\")","v":""},{"$f":"IF('9.2 Tidsdiff. - Setup'!R83=1,F83,\"\")","v":""},0,0,0,0]
[null,19,{"$f":"SUMIFS('9.3 Tidsdiff. - Brugerdata'!$G$165:$G$8948,'9.3 Tidsdiff. - Brugerdata'!$E$165:$E$8948,C$63,'9.3 Tidsdiff. - Brugerdata'!$D$165:$D$8948,C$64,'9.3 Tidsdiff. - Brugerdata'!$C$165:$C$8948,$B84)","v":0},{"$f":"SUMIFS('9.3 Tidsdiff. - Brugerdata'!$G$165:$G$8948,'9.3 Tidsdiff. - Brugerdata'!$E$165:$E$8948,C$63,'9.3 Tidsdiff. - Brugerdata'!$D$165:$D$8948,D$64,'9.3 Tidsdiff. - Brugerdata'!$C$165:$C$8948,$B84)","v":0},{"$f":"SUMIFS('9.3 Tidsdiff. - Brugerdata'!$G$165:$G$8948,'9.3 Tidsdiff. - Brugerdata'!$E$165:$E$8948,E$63,'9.3 Tidsdiff. - Brugerdata'!$D$165:$D$8948,E$64,'9.3 Tidsdiff. - Brugerdata'!$C$165:$C$8948,$B84)","v":0},{"$f":"SUMIFS('9.3 Tidsdiff. - Brugerdata'!$G$165:$G$8948,'9.3 Tidsdiff. - Brugerdata'!$E$165:$E$8948,E$63,'9.3 Tidsdiff. - Brugerdata'!$D$165:$D$8948,F$64,'9.3 Tidsdiff. - Brugerdata'!$C$165:$C$8948,$B84)","v":0},null,19,{"$f":"AVERAGEIFS('9.3 Tidsdiff. - Brugerdata'!$G$165:$G$8948,'9.3 Tidsdiff. - Brugerdata'!$C$165:$C$8948,$H84,'9.3 Tidsdiff. - Brugerdata'!$D$165:$D$8948,I$64,'9.3 Tidsdiff. - Brugerdata'!$E$165:$E$8948,I$63)","v":{"$error":"#DIV/0!"}},{"$f":"AVERAGEIFS('9.3 Tidsdiff. - Brugerdata'!$G$165:$G$8948,'9.3 Tidsdiff. - Brugerdata'!$C$165:$C$8948,$H84,'9.3 Tidsdiff. - Brugerdata'!$D$165:$D$8948,J$64,'9.3 Tidsdiff. - Brugerdata'!$E$165:$E$8948,I$63)","v":{"$error":"#DIV/0!"}},{"$f":"AVERAGEIFS('9.3 Tidsdiff. - Brugerdata'!$G$165:$G$8948,'9.3 Tidsdiff. - Brugerdata'!$C$165:$C$8948,$H84,'9.3 Tidsdiff. - Brugerdata'!$D$165:$D$8948,K$64,'9.3 Tidsdiff. - Brugerdata'!$E$165:$E$8948,K$63)","v":{"$error":"#DIV/0!"}},{"$f":"AVERAGEIFS('9.3 Tidsdiff. - Brugerdata'!$G$165:$G$8948,'9.3 Tidsdiff. - Brugerdata'!$C$165:$C$8948,$H84,'9.3 Tidsdiff. - Brugerdata'!$D$165:$D$8948,L$64,'9.3 Tidsdiff. - Brugerdata'!$E$165:$E$8948,K$63)","v":{"$error":"#DIV/0!"}},null,null,null,null,null,null,null,"18-19",{"$f":"IF('9.2 Tidsdiff. - Setup'!O84=3,C84,\"\")","v":""},{"$f":"IF('9.2 Tidsdiff. - Setup'!O84=2,C84,\"\")","v":""},{"$f":"IF('9.2 Tidsdiff. - Setup'!O84=1,C84,\"\")","v":0},{"$f":"IF('9.2 Tidsdiff. - Setup'!P84=3,D84,\"\")","v":0},{"$f":"IF('9.2 Tidsdiff. - Setup'!P84=2,D84,\"\")","v":""},{"$f":"IF('9.2 Tidsdiff. - Setup'!P84=1,D84,\"\")","v":""},{"$f":"IF('9.2 Tidsdiff. - Setup'!Q84=3,E84,\"\")","v":""},{"$f":"IF('9.2 Tidsdiff. - Setup'!Q84=2,E84,\"\")","v":0},{"$f":"IF('9.2 Tidsdiff. - Setup'!Q84=1,E84,\"\")","v":""},{"$f":"IF('9.2 Tidsdiff. - Setup'!R84=3,F84,\"\")","v":0},{"$f":"IF('9.2 Tidsdiff. - Setup'!R84=2,F84,\"\")","v":""},{"$f":"IF('9.2 Tidsdiff. - Setup'!R84=1,F84,\"\")","v":""},0,0,0,0]
[null,20,{"$f":"SUMIFS('9.3 Tidsdiff. - Brugerdata'!$G$165:$G$8948,'9.3 Tidsdiff. - Brugerdata'!$E$165:$E$8948,C$63,'9.3 Tidsdiff. - Brugerdata'!$D$165:$D$8948,C$64,'9.3 Tidsdiff. - Brugerdata'!$C$165:$C$8948,$B85)","v":0},{"$f":"SUMIFS('9.3 Tidsdiff. - Brugerdata'!$G$165:$G$8948,'9.3 Tidsdiff. - Brugerdata'!$E$165:$E$8948,C$63,'9.3 Tidsdiff. - Brugerdata'!$D$165:$D$8948,D$64,'9.3 Tidsdiff. - Brugerdata'!$C$165:$C$8948,$B85)","v":0},{"$f":"SUMIFS('9.3 Tidsdiff. - Brugerdata'!$G$165:$G$8948,'9.3 Tidsdiff. - Brugerdata'!$E$165:$E$8948,E$63,'9.3 Tidsdiff. - Brugerdata'!$D$165:$D$8948,E$64,'9.3 Tidsdiff. - Brugerdata'!$C$165:$C$8948,$B85)","v":0},{"$f":"SUMIFS('9.3 Tidsdiff. - Brugerdata'!$G$165:$G$8948,'9.3 Tidsdiff. - Brugerdata'!$E$165:$E$8948,E$63,'9.3 Tidsdiff. - Brugerdata'!$D$165:$D$8948,F$64,'9.3 Tidsdiff. - Brugerdata'!$C$165:$C$8948,$B85)","v":0},null,20,{"$f":"AVERAGEIFS('9.3 Tidsdiff. - Brugerdata'!$G$165:$G$8948,'9.3 Tidsdiff. - Brugerdata'!$C$165:$C$8948,$H85,'9.3 Tidsdiff. - Brugerdata'!$D$165:$D$8948,I$64,'9.3 Tidsdiff. - Brugerdata'!$E$165:$E$8948,I$63)","v":{"$error":"#DIV/0!"}},{"$f":"AVERAGEIFS('9.3 Tidsdiff. - Brugerdata'!$G$165:$G$8948,'9.3 Tidsdiff. - Brugerdata'!$C$165:$C$8948,$H85,'9.3 Tidsdiff. - Brugerdata'!$D$165:$D$8948,J$64,'9.3 Tidsdiff. - Brugerdata'!$E$165:$E$8948,I$63)","v":{"$error":"#DIV/0!"}},{"$f":"AVERAGEIFS('9.3 Tidsdiff. - Brugerdata'!$G$165:$G$8948,'9.3 Tidsdiff. - Brugerdata'!$C$165:$C$8948,$H85,'9.3 Tidsdiff. - Brugerdata'!$D$165:$D$8948,K$64,'9.3 Tidsdiff. - Brugerdata'!$E$165:$E$8948,K$63)","v":{"$error":"#DIV/0!"}},{"$f":"AVERAGEIFS('9.3 Tidsdiff. - Brugerdata'!$G$165:$G$8948,'9.3 Tidsdiff. - Brugerdata'!$C$165:$C$8948,$H85,'9.3 Tidsdiff. - Brugerdata'!$D$165:$D$8948,L$64,'9.3 Tidsdiff. - Brugerdata'!$E$165:$E$8948,K$63)","v":{"$error":"#DIV/0!"}},null,null,null,null,null,null,null,"19-20",{"$f":"IF('9.2 Tidsdiff. - Setup'!O85=3,C85,\"\")","v":""},{"$f":"IF('9.2 Tidsdiff. - Setup'!O85=2,C85,\"\")","v":""},{"$f":"IF('9.2 Tidsdiff. - Setup'!O85=1,C85,\"\")","v":0},{"$f":"IF('9.2 Tidsdiff. - Setup'!P85=3,D85,\"\")","v":0},{"$f":"IF('9.2 Tidsdiff. - Setup'!P85=2,D85,\"\")","v":""},{"$f":"IF('9.2 Tidsdiff. - Setup'!P85=1,D85,\"\")","v":""},{"$f":"IF('9.2 Tidsdiff. - Setup'!Q85=3,E85,\"\")","v":""},{"$f":"IF('9.2 Tidsdiff. - Setup'!Q85=2,E85,\"\")","v":0},{"$f":"IF('9.2 Tidsdiff. - Setup'!Q85=1,E85,\"\")","v":""},{"$f":"IF('9.2 Tidsdiff. - Setup'!R85=3,F85,\"\")","v":0},{"$f":"IF('9.2 Tidsdiff. - Setup'!R85=2,F85,\"\")","v":""},{"$f":"IF('9.2 Tidsdiff. - Setup'!R85=1,F85,\"\")","v":""},0,0,0,0]
[null,21,{"$f":"SUMIFS('9.3 Tidsdiff. - Brugerdata'!$G$165:$G$8948,'9.3 Tidsdiff. - Brugerdata'!$E$165:$E$8948,C$63,'9.3 Tidsdiff. - Brugerdata'!$D$165:$D$8948,C$64,'9.3 Tidsdiff. - Brugerdata'!$C$165:$C$8948,$B86)","v":0},{"$f":"SUMIFS('9.3 Tidsdiff. - Brugerdata'!$G$165:$G$8948,'9.3 Tidsdiff. - Brugerdata'!$E$165:$E$8948,C$63,'9.3 Tidsdiff. - Brugerdata'!$D$165:$D$8948,D$64,'9.3 Tidsdiff. - Brugerdata'!$C$165:$C$8948,$B86)","v":0},{"$f":"SUMIFS('9.3 Tidsdiff. - Brugerdata'!$G$165:$G$8948,'9.3 Tidsdiff. - Brugerdata'!$E$165:$E$8948,E$63,'9.3 Tidsdiff. - Brugerdata'!$D$165:$D$8948,E$64,'9.3 Tidsdiff. - Brugerdata'!$C$165:$C$8948,$B86)","v":0},{"$f":"SUMIFS('9.3 Tidsdiff. - Brugerdata'!$G$165:$G$8948,'9.3 Tidsdiff. - Brugerdata'!$E$165:$E$8948,E$63,'9.3 Tidsdiff. - Brugerdata'!$D$165:$D$8948,F$64,'9.3 Tidsdiff. - Brugerdata'!$C$165:$C$8948,$B86)","v":0},null,21,{"$f":"AVERAGEIFS('9.3 Tidsdiff. - Brugerdata'!$G$165:$G$8948,'9.3 Tidsdiff. - Brugerdata'!$C$165:$C$8948,$H86,'9.3 Tidsdiff. - Brugerdata'!$D$165:$D$8948,I$64,'9.3 Tidsdiff. - Brugerdata'!$E$165:$E$8948,I$63)","v":{"$error":"#DIV/0!"}},{"$f":"AVERAGEIFS('9.3 Tidsdiff. - Brugerdata'!$G$165:$G$8948,'9.3 Tidsdiff. - Brugerdata'!$C$165:$C$8948,$H86,'9.3 Tidsdiff. - Brugerdata'!$D$165:$D$8948,J$64,'9.3 Tidsdiff. - Brugerdata'!$E$165:$E$8948,I$63)","v":{"$error":"#DIV/0!"}},{"$f":"AVERAGEIFS('9.3 Tidsdiff. - Brugerdata'!$G$165:$G$8948,'9.3 Tidsdiff. - Brugerdata'!$C$165:$C$8948,$H86,'9.3 Tidsdiff. - Brugerdata'!$D$165:$D$8948,K$64,'9.3 Tidsdiff. - Brugerdata'!$E$165:$E$8948,K$63)","v":{"$error":"#DIV/0!"}},{"$f":"AVERAGEIFS('9.3 Tidsdiff. - Brugerdata'!$G$165:$G$8948,'9.3 Tidsdiff. - Brugerdata'!$C$165:$C$8948,$H86,'9.3 Tidsdiff. - Brugerdata'!$D$165:$D$8948,L$64,'9.3 Tidsdiff. - Brugerdata'!$E$165:$E$8948,K$63)","v":{"$error":"#DIV/0!"}},null,null,null,null,null,null,null,"20-21",{"$f":"IF('9.2 Tidsdiff. - Setup'!O86=3,C86,\"\")","v":""},{"$f":"IF('9.2 Tidsdiff. - Setup'!O86=2,C86,\"\")","v":0},{"$f":"IF('9.2 Tidsdiff. - Setup'!O86=1,C86,\"\")","v":""},{"$f":"IF('9.2 Tidsdiff. - Setup'!P86=3,D86,\"\")","v":0},{"$f":"IF('9.2 Tidsdiff. - Setup'!P86=2,D86,\"\")","v":""},{"$f":"IF('9.2 Tidsdiff. - Setup'!P86=1,D86,\"\")","v":""},{"$f":"IF('9.2 Tidsdiff. - Setup'!Q86=3,E86,\"\")","v":""},{"$f":"IF('9.2 Tidsdiff. - Setup'!Q86=2,E86,\"\")","v":0},{"$f":"IF('9.2 Tidsdiff. - Setup'!Q86=1,E86,\"\")","v":""},{"$f":"IF('9.2 Tidsdiff. - Setup'!R86=3,F86,\"\")","v":0},{"$f":"IF('9.2 Tidsdiff. - Setup'!R86=2,F86,\"\")","v":""},{"$f":"IF('9.2 Tidsdiff. - Setup'!R86=1,F86,\"\")","v":""},0,0,0,0]
[null,22,{"$f":"SUMIFS('9.3 Tidsdiff. - Brugerdata'!$G$165:$G$8948,'9.3 Tidsdiff. - Brugerdata'!$E$165:$E$8948,C$63,'9.3 Tidsdiff. - Brugerdata'!$D$165:$D$8948,C$64,'9.3 Tidsdiff. - Brugerdata'!$C$165:$C$8948,$B87)","v":0},{"$f":"SUMIFS('9.3 Tidsdiff. - Brugerdata'!$G$165:$G$8948,'9.3 Tidsdiff. - Brugerdata'!$E$165:$E$8948,C$63,'9.3 Tidsdiff. - Brugerdata'!$D$165:$D$8948,D$64,'9.3 Tidsdiff. - Brugerdata'!$C$165:$C$8948,$B87)","v":0},{"$f":"SUMIFS('9.3 Tidsdiff. - Brugerdata'!$G$165:$G$8948,'9.3 Tidsdiff. - Brugerdata'!$E$165:$E$8948,E$63,'9.3 Tidsdiff. - Brugerdata'!$D$165:$D$8948,E$64,'9.3 Tidsdiff. - Brugerdata'!$C$165:$C$8948,$B87)","v":0},{"$f":"SUMIFS('9.3 Tidsdiff. - Brugerdata'!$G$165:$G$8948,'9.3 Tidsdiff. - Brugerdata'!$E$165:$E$8948,E$63,'9.3 Tidsdiff. - Brugerdata'!$D$165:$D$8948,F$64,'9.3 Tidsdiff. - Brugerdata'!$C$165:$C$8948,$B87)","v":0},null,22,{"$f":"AVERAGEIFS('9.3 Tidsdiff. - Brugerdata'!$G$165:$G$8948,'9.3 Tidsdiff. - Brugerdata'!$C$165:$C$8948,$H87,'9.3 Tidsdiff. - Brugerdata'!$D$165:$D$8948,I$64,'9.3 Tidsdiff. - Brugerdata'!$E$165:$E$8948,I$63)","v":{"$error":"#DIV/0!"}},{"$f":"AVERAGEIFS('9.3 Tidsdiff. - Brugerdata'!$G$165:$G$8948,'9.3 Tidsdiff. - Brugerdata'!$C$165:$C$8948,$H87,'9.3 Tidsdiff. - Brugerdata'!$D$165:$D$8948,J$64,'9.3 Tidsdiff. - Brugerdata'!$E$165:$E$8948,I$63)","v":{"$error":"#DIV/0!"}},{"$f":"AVERAGEIFS('9.3 Tidsdiff. - Brugerdata'!$G$165:$G$8948,'9.3 Tidsdiff. - Brugerdata'!$C$165:$C$8948,$H87,'9.3 Tidsdiff. - Brugerdata'!$D$165:$D$8948,K$64,'9.3 Tidsdiff. - Brugerdata'!$E$165:$E$8948,K$63)","v":{"$error":"#DIV/0!"}},{"$f":"AVERAGEIFS('9.3 Tidsdiff. - Brugerdata'!$G$165:$G$8948,'9.3 Tidsdiff. - Brugerdata'!$C$165:$C$8948,$H87,'9.3 Tidsdiff. - Brugerdata'!$D$165:$D$8948,L$64,'9.3 Tidsdiff. - Brugerdata'!$E$165:$E$8948,K$63)","v":{"$error":"#DIV/0!"}},null,null,null,null,null,null,null,"21-22",{"$f":"IF('9.2 Tidsdiff. - Setup'!O87=3,C87,\"\")","v":""},{"$f":"IF('9.2 Tidsdiff. - Setup'!O87=2,C87,\"\")","v":0},{"$f":"IF('9.2 Tidsdiff. - Setup'!O87=1,C87,\"\")","v":""},{"$f":"IF('9.2 Tidsdiff. - Setup'!P87=3,D87,\"\")","v":0},{"$f":"IF('9.2 Tidsdiff. - Setup'!P87=2,D87,\"\")","v":""},{"$f":"IF('9.2 Tidsdiff. - Setup'!P87=1,D87,\"\")","v":""},{"$f":"IF('9.2 Tidsdiff. - Setup'!Q87=3,E87,\"\")","v":""},{"$f":"IF('9.2 Tidsdiff. - Setup'!Q87=2,E87,\"\")","v":0},{"$f":"IF('9.2 Tidsdiff. - Setup'!Q87=1,E87,\"\")","v":""},{"$f":"IF('9.2 Tidsdiff. - Setup'!R87=3,F87,\"\")","v":0},{"$f":"IF('9.2 Tidsdiff. - Setup'!R87=2,F87,\"\")","v":""},{"$f":"IF('9.2 Tidsdiff. - Setup'!R87=1,F87,\"\")","v":""},0,0,0,0]
[null,23,{"$f":"SUMIFS('9.3 Tidsdiff. - Brugerdata'!$G$165:$G$8948,'9.3 Tidsdiff. - Brugerdata'!$E$165:$E$8948,C$63,'9.3 Tidsdiff. - Brugerdata'!$D$165:$D$8948,C$64,'9.3 Tidsdiff. - Brugerdata'!$C$165:$C$8948,$B88)","v":0},{"$f":"SUMIFS('9.3 Tidsdiff. - Brugerdata'!$G$165:$G$8948,'9.3 Tidsdiff. - Brugerdata'!$E$165:$E$8948,C$63,'9.3 Tidsdiff. - Brugerdata'!$D$165:$D$8948,D$64,'9.3 Tidsdiff. - Brugerdata'!$C$165:$C$8948,$B88)","v":0},{"$f":"SUMIFS('9.3 Tidsdiff. - Brugerdata'!$G$165:$G$8948,'9.3 Tidsdiff. - Brugerdata'!$E$165:$E$8948,E$63,'9.3 Tidsdiff. - Brugerdata'!$D$165:$D$8948,E$64,'9.3 Tidsdiff. - Brugerdata'!$C$165:$C$8948,$B88)","v":0},{"$f":"SUMIFS('9.3 Tidsdiff. - Brugerdata'!$G$165:$G$8948,'9.3 Tidsdiff. - Brugerdata'!$E$165:$E$8948,E$63,'9.3 Tidsdiff. - Brugerdata'!$D$165:$D$8948,F$64,'9.3 Tidsdiff. - Brugerdata'!$C$165:$C$8948,$B88)","v":0},null,23,{"$f":"AVERAGEIFS('9.3 Tidsdiff. - Brugerdata'!$G$165:$G$8948,'9.3 Tidsdiff. - Brugerdata'!$C$165:$C$8948,$H88,'9.3 Tidsdiff. - Brugerdata'!$D$165:$D$8948,I$64,'9.3 Tidsdiff. - Brugerdata'!$E$165:$E$8948,I$63)","v":{"$error":"#DIV/0!"}},{"$f":"AVERAGEIFS('9.3 Tidsdiff. - Brugerdata'!$G$165:$G$8948,'9.3 Tidsdiff. - Brugerdata'!$C$165:$C$8948,$H88,'9.3 Tidsdiff. - Brugerdata'!$D$165:$D$8948,J$64,'9.3 Tidsdiff. - Brugerdata'!$E$165:$E$8948,I$63)","v":{"$error":"#DIV/0!"}},{"$f":"AVERAGEIFS('9.3 Tidsdiff. - Brugerdata'!$G$165:$G$8948,'9.3 Tidsdiff. - Brugerdata'!$C$165:$C$8948,$H88,'9.3 Tidsdiff. - Brugerdata'!$D$165:$D$8948,K$64,'9.3 Tidsdiff. - Brugerdata'!$E$165:$E$8948,K$63)","v":{"$error":"#DIV/0!"}},{"$f":"AVERAGEIFS('9.3 Tidsdiff. - Brugerdata'!$G$165:$G$8948,'9.3 Tidsdiff. - Brugerdata'!$C$165:$C$8948,$H88,'9.3 Tidsdiff. - Brugerdata'!$D$165:$D$8948,L$64,'9.3 Tidsdiff. - Brugerdata'!$E$165:$E$8948,K$63)","v":{"$error":"#DIV/0!"}},null,null,null,null,null,null,null,"22-23",{"$f":"IF('9.2 Tidsdiff. - Setup'!O88=3,C88,\"\")","v":""},{"$f":"IF('9.2 Tidsdiff. - Setup'!O88=2,C88,\"\")","v":0},{"$f":"IF('9.2 Tidsdiff. - Setup'!O88=1,C88,\"\")","v":""},{"$f":"IF('9.2 Tidsdiff. - Setup'!P88=3,D88,\"\")","v":0},{"$f":"IF('9.2 Tidsdiff. - Setup'!P88=2,D88,\"\")","v":""},{"$f":"IF('9.2 Tidsdiff. - Setup'!P88=1,D88,\"\")","v":""},{"$f":"IF('9.2 Tidsdiff. - Setup'!Q88=3,E88,\"\")","v":""},{"$f":"IF('9.2 Tidsdiff. - Setup'!Q88=2,E88,\"\")","v":0},{"$f":"IF('9.2 Tidsdiff. - Setup'!Q88=1,E88,\"\")","v":""},{"$f":"IF('9.2 Tidsdiff. - Setup'!R88=3,F88,\"\")","v":0},{"$f":"IF('9.2 Tidsdiff. - Setup'!R88=2,F88,\"\")","v":""},{"$f":"IF('9.2 Tidsdiff. - Setup'!R88=1,F88,\"\")","v":""},0,0,0,0]
[null,24,{"$f":"SUMIFS('9.3 Tidsdiff. - Brugerdata'!$G$165:$G$8948,'9.3 Tidsdiff. - Brugerdata'!$E$165:$E$8948,C$63,'9.3 Tidsdiff. - Brugerdata'!$D$165:$D$8948,C$64,'9.3 Tidsdiff. - Brugerdata'!$C$165:$C$8948,$B89)","v":0},{"$f":"SUMIFS('9.3 Tidsdiff. - Brugerdata'!$G$165:$G$8948,'9.3 Tidsdiff. - Brugerdata'!$E$165:$E$8948,C$63,'9.3 Tidsdiff. - Brugerdata'!$D$165:$D$8948,D$64,'9.3 Tidsdiff. - Brugerdata'!$C$165:$C$8948,$B89)","v":0},{"$f":"SUMIFS('9.3 Tidsdiff. - Brugerdata'!$G$165:$G$8948,'9.3 Tidsdiff. - Brugerdata'!$E$165:$E$8948,E$63,'9.3 Tidsdiff. - Brugerdata'!$D$165:$D$8948,E$64,'9.3 Tidsdiff. - Brugerdata'!$C$165:$C$8948,$B89)","v":0},{"$f":"SUMIFS('9.3 Tidsdiff. - Brugerdata'!$G$165:$G$8948,'9.3 Tidsdiff. - Brugerdata'!$E$165:$E$8948,E$63,'9.3 Tidsdiff. - Brugerdata'!$D$165:$D$8948,F$64,'9.3 Tidsdiff. - Brugerdata'!$C$165:$C$8948,$B89)","v":0},null,24,{"$f":"AVERAGEIFS('9.3 Tidsdiff. - Brugerdata'!$G$165:$G$8948,'9.3 Tidsdiff. - Brugerdata'!$C$165:$C$8948,$H89,'9.3 Tidsdiff. - Brugerdata'!$D$165:$D$8948,I$64,'9.3 Tidsdiff. - Brugerdata'!$E$165:$E$8948,I$63)","v":{"$error":"#DIV/0!"}},{"$f":"AVERAGEIFS('9.3 Tidsdiff. - Brugerdata'!$G$165:$G$8948,'9.3 Tidsdiff. - Brugerdata'!$C$165:$C$8948,$H89,'9.3 Tidsdiff. - Brugerdata'!$D$165:$D$8948,J$64,'9.3 Tidsdiff. - Brugerdata'!$E$165:$E$8948,I$63)","v":{"$error":"#DIV/0!"}},{"$f":"AVERAGEIFS('9.3 Tidsdiff. - Brugerdata'!$G$165:$G$8948,'9.3 Tidsdiff. - Brugerdata'!$C$165:$C$8948,$H89,'9.3 Tidsdiff. - Brugerdata'!$D$165:$D$8948,K$64,'9.3 Tidsdiff. - Brugerdata'!$E$165:$E$8948,K$63)","v":{"$error":"#DIV/0!"}},{"$f":"AVERAGEIFS('9.3 Tidsdiff. - Brugerdata'!$G$165:$G$8948,'9.3 Tidsdiff. - Brugerdata'!$C$165:$C$8948,$H89,'9.3 Tidsdiff. - Brugerdata'!$D$165:$D$8948,L$64,'9.3 Tidsdiff. - Brugerdata'!$E$165:$E$8948,K$63)","v":{"$error":"#DIV/0!"}},null,null,null,null,null,null,null,"23-24",{"$f":"IF('9.2 Tidsdiff. - Setup'!O89=3,C89,\"\")","v":""},{"$f":"IF('9.2 Tidsdiff. - Setup'!O89=2,C89,\"\")","v":0},{"$f":"IF('9.2 Tidsdiff. - Setup'!O89=1,C89,\"\")","v":""},{"$f":"IF('9.2 Tidsdiff. - Setup'!P89=3,D89,\"\")","v":0},{"$f":"IF('9.2 Tidsdiff. - Setup'!P89=2,D89,\"\")","v":""},{"$f":"IF('9.2 Tidsdiff. - Setup'!P89=1,D89,\"\")","v":""},{"$f":"IF('9.2 Tidsdiff. - Setup'!Q89=3,E89,\"\")","v":0},{"$f":"IF('9.2 Tidsdiff. - Setup'!Q89=2,E89,\"\")","v":""},{"$f":"IF('9.2 Tidsdiff. - Setup'!Q89=1,E89,\"\")","v":""},{"$f":"IF('9.2 Tidsdiff. - Setup'!R89=3,F89,\"\")","v":0},{"$f":"IF('9.2 Tidsdiff. - Setup'!R89=2,F89,\"\")","v":""},{"$f":"IF('9.2 Tidsdiff. - Setup'!R89=1,F89,\"\")","v":""},0,0,0,0]
[null,null,null,null,null,null,null,null,null,null,null,null,null,null,null,null,null,null,null,"Sum",{"$f":"SUM(U66:U89)","v":0},{"$f":"SUM(V66:V89)","v":0},0,0,0,0,0,0,0,0,0,0,{"$f":"SUM(AG66:AG89)","v":0},{"$f":"SUM(AH66:AH89)","v":0},0,{"$f":"SUM(AJ66:AJ89)","v":0}]
[null,null,null,null,null,null,null,null,null,null,null,null,null,null,null,null,null,null,null,"%",{"$f":"U90/$AJ$56","v":{"$error":"#DIV/0!"}},{"$f":"V90/$AJ$56","v":{"$error":"#DIV/0!"}},{"$error":"#DIV/0!"},{"$error":"#DIV/0!"},{"$error":"#DIV/0!"},{"$error":"#DIV/0!"},{"$error":"#DIV/0!"},{"$error":"#DIV/0!"},{"$error":"#DIV/0!"},{"$error":"#DIV/0!"},{"$error":"#DIV/0!"},{"$error":"#DIV/0!"},{"$error":"#DIV/0!"},{"$error":"#DIV/0!"},{"$error":"#DIV/0!"},{"$error":"#DIV/0!"}]
[]
[null,"0,4 kV nettet - energiflow, lastperioder, standardiseret-døgnbelastningsprofil (2 lastperioder)"]
[]
[null,"Tabel: T.9.3.10",null,null,null,null,null,"Tabel: T.9.3.11",null,null,null,null,null,"Tabel: T.9.3.12",null,null,null,null,null,"Tabel: T.9.3.13"]
[null,"Gennemsnitsdøgn","0,4 kV",null,null,null,null,"Gennemsnitsdøgn","0,4 kV",null,null,null,null,null,null,null,null,null,null,null,"0,4 kV"]
[null,"Periode","Vinter","Sommer",null,null,null,"Periode","Vinter","Sommer",null,null,null,null,null,null,null,null,null,null,"Vinter",null,"Sommer",null,"Samlet"]
[null,"Dag","Hverdag + weekend","Hverdag + weekend",null,null,null,"Dag","Hverdag + weekend","Hverdag + weekend",null,null,null,null,null,null,null,null,null,null,"Hverdag + weekend",null,"Hverdag + weekend"]
[null,"Time ",null,null,null,null,null,"Time ",null,null,null,null,null,null,null,null,null,null,null,"Time","Lav ","Spids","Lav ","Spids","Lav ","Spids","Total"]
[null,1,{"$f":"SUMIFS('9.3 Tidsdiff. - Brugerdata'!$H$165:$H$8948,'9.3 Tidsdiff. - Brugerdata'!$E$165:$E$8948,$C$97,'9.3 Tidsdiff. - Brugerdata'!$C$165:$C$8948,$B100)","v":0},{"$f":"SUMIFS('9.3 Tidsdiff. - Brugerdata'!$H$165:$H$8948,'9.3 Tidsdiff. - Brugerdata'!$E$165:$E$8948,$D$97,'9.3 Tidsdiff. - Brugerdata'!$C$165:$C$8948,$B100)","v":0},null,null,null,1,{"$f":"AVERAGEIFS('9.3 Tidsdiff. - Brugerdata'!$H$165:$H$8948,'9.3 Tidsdiff. - Brugerdata'!$C$165:$C$8948,$H100,'9.3 Tidsdiff. - Brugerdata'!$E$165:$E$8948,I$97)","v":{"$error":"#DIV/0!"}},{"$f":"AVERAGEIFS('9.3 Tidsdiff. - Brugerdata'!$H$165:$H$8948,'9.3 Tidsdiff. - Brugerdata'!$C$165:$C$8948,$H100,'9.3 Tidsdiff. - Brugerdata'!$E$165:$E$8948,J$97)","v":{"$error":"#DIV/0!"}},null,null,null,null,null,null,null,null,null,"0-1",{"$f":"IF('9.2 Tidsdiff. - Setup'!O100=3,C100,\"\")","v":0},{"$f":"IF('9.2 Tidsdiff. - Setup'!O100=1,C100,\"\")","v":""},{"$f":"IF('9.2 Tidsdiff. - Setup'!P100=3,D100,\"\")","v":0},{"$f":"IF('9.2 Tidsdiff. - Setup'!P100=1,D100,\"\")","v":""},{"$f":"SUM(U100,W100)","v":0},0,{"$f":"SUM(Y100:Z100)","v":0}]
[null,2,{"$f":"SUMIFS('9.3 Tidsdiff. - Brugerdata'!$H$165:$H$8948,'9.3 Tidsdiff. - Brugerdata'!$E$165:$E$8948,$C$97,'9.3 Tidsdiff. - Brugerdata'!$C$165:$C$8948,$B101)","v":0},{"$f":"SUMIFS('9.3 Tidsdiff. - Brugerdata'!$H$165:$H$8948,'9.3 Tidsdiff. - Brugerdata'!$E$165:$E$8948,$D$97,'9.3 Tidsdiff. - Brugerdata'!$C$165:$C$8948,$B101)","v":0},null,null,null,2,{"$f":"AVERAGEIFS('9.3 Tidsdiff. - Brugerdata'!$H$165:$H$8948,'9.3 Tidsdiff. - Brugerdata'!$C$165:$C$8948,$H101,'9.3 Tidsdiff. - Brugerdata'!$E$165:$E$8948,I$97)","v":{"$error":"#DIV/0!"}},{"$f":"AVERAGEIFS('9.3 Tidsdiff. - Brugerdata'!$H$165:$H$8948,'9.3 Tidsdiff. - Brugerdata'!$C$165:$C$8948,$H101,'9.3 Tidsdiff. - Brugerdata'!$E$165:$E$8948,J$97)","v":{"$error":"#DIV/0!"}},null,null,null,null,null,null,null,null,null,"1-2",{"$f":"IF('9.2 Tidsdiff. - Setup'!O101=3,C101,\"\")","v":0},{"$f":"IF('9.2 Tidsdiff. - Setup'!O101=1,C101,\"\")","v":""},{"$f":"IF('9.2 Tidsdiff. - Setup'!P101=3,D101,\"\")","v":0},{"$f":"IF('9.2 Tidsdiff. - Setup'!P101=1,D101,\"\")","v":""},0,0,0]
[null,3,{"$f":"SUMIFS('9.3 Tidsdiff. - Brugerdata'!$H$165:$H$8948,'9.3 Tidsdiff. - Brugerdata'!$E$165:$E$8948,$C$97,'9.3 Tidsdiff. - Brugerdata'!$C$165:$C$8948,$B102)","v":0},{"$f":"SUMIFS('9.3 Tidsdiff. - Brugerdata'!$H$165:$H$8948,'9.3 Tidsdiff. - Brugerdata'!$E$165:$E$8948,$D$97,'9.3 Tidsdiff. - Brugerdata'!$C$165:$C$8948,$B102)","v":0},null,null,null,3,{"$f":"AVERAGEIFS('9.3 Tidsdiff. - Brugerdata'!$H$165:$H$8948,'9.3 Tidsdiff. - Brugerdata'!$C$165:$C$8948,$H102,'9.3 Tidsdiff. - Brugerdata'!$E$165:$E$8948,I$97)","v":{"$error":"#DIV/0!"}},{"$f":"AVERAGEIFS('9.3 Tidsdiff. - Brugerdata'!$H$165:$H$8948,'9.3 Tidsdiff. - Brugerdata'!$C$165:$C$8948,$H102,'9.3 Tidsdiff. - Brugerdata'!$E$165:$E$8948,J$97)","v":{"$error":"#DIV/0!"}},null,null,null,null,null,null,null,null,null,"2-3",{"$f":"IF('9.2 Tidsdiff. - Setup'!O102=3,C102,\"\")","v":0},{"$f":"IF('9.2 Tidsdiff. - Setup'!O102=1,C102,\"\")","v":""},{"$f":"IF('9.2 Tidsdiff. - Setup'!P102=3,D102,\"\")","v":0},{"$f":"IF('9.2 Tidsdiff. - Setup'!P102=1,D102,\"\")","v":""},0,0,0]
[null,4,{"$f":"SUMIFS('9.3 Tidsdiff. - Brugerdata'!$H$165:$H$8948,'9.3 Tidsdiff. - Brugerdata'!$E$165:$E$8948,$C$97,'9.3 Tidsdiff. - Brugerdata'!$C$165:$C$8948,$B103)","v":0},{"$f":"SUMIFS('9.3 Tidsdiff. - Brugerdata'!$H$165:$H$8948,'9.3 Tidsdiff. - Brugerdata'!$E$165:$E$8948,$D$97,'9.3 Tidsdiff. - Brugerdata'!$C$165:$C$8948,$B103)","v":0},null,null,null,4,{"$f":"AVERAGEIFS('9.3 Tidsdiff. - Brugerdata'!$H$165:$H$8948,'9.3 Tidsdiff. - Brugerdata'!$C$165:$C$8948,$H103,'9.3 Tidsdiff. - Brugerdata'!$E$165:$E$8948,I$97)","v":{"$error":"#DIV/0!"}},{"$f":"AVERAGEIFS('9.3 Tidsdiff. - Brugerdata'!$H$165:$H$8948,'9.3 Tidsdiff. - Brugerdata'!$C$165:$C$8948,$H103,'9.3 Tidsdiff. - Brugerdata'!$E$165:$E$8948,J$97)","v":{"$error":"#DIV/0!"}},null,null,null,null,null,null,null,null,null,"3-4",{"$f":"IF('9.2 Tidsdiff. - Setup'!O103=3,C103,\"\")","v":0},{"$f":"IF('9.2 Tidsdiff. - Setup'!O103=1,C103,\"\")","v":""},{"$f":"IF('9.2 Tidsdiff. - Setup'!P103=3,D103,\"\")","v":0},{"$f":"IF('9.2 Tidsdiff. - Setup'!P103=1,D103,\"\")","v":""},0,0,0]
[null,5,{"$f":"SUMIFS('9.3 Tidsdiff. - Brugerdata'!$H$165:$H$8948,'9.3 Tidsdiff. - Brugerdata'!$E$165:$E$8948,$C$97,'9.3 Tidsdiff. - Brugerdata'!$C$165:$C$8948,$B104)","v":0},{"$f":"SUMIFS('9.3 Tidsdiff. - Brugerdata'!$H$165:$H$8948,'9.3 Tidsdiff. - Brugerdata'!$E$165:$E$8948,$D$97,'9.3 Tidsdiff. - Brugerdata'!$C$165:$C$8948,$B104)","v":0},null,null,null,5,{"$f":"AVERAGEIFS('9.3 Tidsdiff. - Brugerdata'!$H$165:$H$8948,'9.3 Tidsdiff. - Brugerdata'!$C$165:$C$8948,$H104,'9.3 Tidsdiff. - Brugerdata'!$E$165:$E$8948,I$97)","v":{"$error":"#DIV/0!"}},{"$f":"AVERAGEIFS('9.3 Tidsdiff. - Brugerdata'!$H$165:$H$8948,'9.3 Tidsdiff. - Brugerdata'!$C$165:$C$8948,$H104,'9.3 Tidsdiff. - Brugerdata'!$E$165:$E$8948,J$97)","v":{"$error":"#DIV/0!"}},null,null,null,null,null,null,null,null,null,"4-5",{"$f":"IF('9.2 Tidsdiff. - Setup'!O104=3,C104,\"\")","v":0},{"$f":"IF('9.2 Tidsdiff. - Setup'!O104=1,C104,\"\")","v":""},{"$f":"IF('9.2 Tidsdiff. - Setup'!P104=3,D104,\"\")","v":0},{"$f":"IF('9.2 Tidsdiff. - Setup'!P104=1,D104,\"\")","v":""},0,0,0]
[null,6,{"$f":"SUMIFS('9.3 Tidsdiff. - Brugerdata'!$H$165:$H$8948,'9.3 Tidsdiff. - Brugerdata'!$E$165:$E$8948,$C$97,'9.3 Tidsdiff. - Brugerdata'!$C$165:$C$8948,$B105)","v":0},{"$f":"SUMIFS('9.3 Tidsdiff. - Brugerdata'!$H$165:$H$8948,'9.3 Tidsdiff. - Brugerdata'!$E$165:$E$8948,$D$97,'9.3 Tidsdiff. - Brugerdata'!$C$165:$C$8948,$B105)","v":0},null,null,null,6,{"$f":"AVERAGEIFS('9.3 Tidsdiff. - Brugerdata'!$H$165:$H$8948,'9.3 Tidsdiff. - Brugerdata'!$C$165:$C$8948,$H105,'9.3 Tidsdiff. - Brugerdata'!$E$165:$E$8948,I$97)","v":{"$error":"#DIV/0!"}},{"$f":"AVERAGEIFS('9.3 Tidsdiff. - Brugerdata'!$H$165:$H$8948,'9.3 Tidsdiff. - Brugerdata'!$C$165:$C$8948,$H105,'9.3 Tidsdiff. - Brugerdata'!$E$165:$E$8948,J$97)","v":{"$error":"#DIV/0!"}},null,null,null,null,null,null,null,null,null,"5-6",{"$f":"IF('9.2 Tidsdiff. - Setup'!O105=3,C105,\"\")","v":0},{"$f":"IF('9.2 Tidsdiff. - Setup'!O105=1,C105,\"\")","v":""},{"$f":"IF('9.2 Tidsdiff. - Setup'!P105=3,D105,\"\")","v":0},{"$f":"IF('9.2 Tidsdiff. - Setup'!P105=1,D105,\"\")","v":""},0,0,0]
[null,7,{"$f":"SUMIFS('9.3 Tidsdiff. - Brugerdata'!$H$165:$H$8948,'9.3 Tidsdiff. - Brugerdata'!$E$165:$E$8948,$C$97,'9.3 Tidsdiff. - Brugerdata'!$C$165:$C$8948,$B106)","v":0},{"$f":"SUMIFS('9.3 Tidsdiff. - Brugerdata'!$H$165:$H$8948,'9.3 Tidsdiff. - Brugerdata'!$E$165:$E$8948,$D$97,'9.3 Tidsdiff. - Brugerdata'!$C$165:$C$8948,$B106)","v":0},null,null,null,7,{"$f":"AVERAGEIFS('9.3 Tidsdiff. - Brugerdata'!$H$165:$H$8948,'9.3 Tidsdiff. - Brugerdata'!$C$165:$C$8948,$H106,'9.3 Tidsdiff. - Brugerdata'!$E$165:$E$8948,I$97)","v":{"$error":"#DIV/0!"}},{"$f":"AVERAGEIFS('9.3 Tidsdiff. - Brugerdata'!$H$165:$H$8948,'9.3 Tidsdiff. - Brugerdata'!$C$165:$C$8948,$H106,'9.3 Tidsdiff. - Brugerdata'!$E$165:$E$8948,J$97)","v":{"$error":"#DIV/0!"}},null,null,null,null,null,null,null,null,null,"6-7",{"$f":"IF('9.2 Tidsdiff. - Setup'!O106=3,C106,\"\")","v":0},{"$f":"IF('9.2 Tidsdiff. - Setup'!O106=1,C106,\"\")","v":""},{"$f":"IF('9.2 Tidsdiff. - Setup'!P106=3,D106,\"\")","v":0},{"$f":"IF('9.2 Tidsdiff. - Setup'!P106=1,D106,\"\")","v":""},0,0,0]
[null,8,{"$f":"SUMIFS('9.3 Tidsdiff. - Brugerdata'!$H$165:$H$8948,'9.3 Tidsdiff. - Brugerdata'!$E$165:$E$8948,$C$97,'9.3 Tidsdiff. - Brugerdata'!$C$165:$C$8948,$B107)","v":0},{"$f":"SUMIFS('9.3 Tidsdiff. - Brugerdata'!$H$165:$H$8948,'9.3 Tidsdiff. - Brugerdata'!$E$165:$E$8948,$D$97,'9.3 Tidsdiff. - Brugerdata'!$C$165:$C$8948,$B107)","v":0},null,null,null,8,{"$f":"AVERAGEIFS('9.3 Tidsdiff. - Brugerdata'!$H$165:$H$8948,'9.3 Tidsdiff. - Brugerdata'!$C$165:$C$8948,$H107,'9.3 Tidsdiff. - Brugerdata'!$E$165:$E$8948,I$97)","v":{"$error":"#DIV/0!"}},{"$f":"AVERAGEIFS('9.3 Tidsdiff. - Brugerdata'!$H$165:$H$8948,'9.3 Tidsdiff. - Brugerdata'!$C$165:$C$8948,$H107,'9.3 Tidsdiff. - Brugerdata'!$E$165:$E$8948,J$97)","v":{"$error":"#DIV/0!"}},null,null,null,null,null,null,null,null,null,"7-8",{"$f":"IF('9.2 Tidsdiff. - Setup'!O107=3,C107,\"\")","v":0},{"$f":"IF('9.2 Tidsdiff. - Setup'!O107=1,C107,\"\")","v":""},{"$f":"IF('9.2 Tidsdiff. - Setup'!P107=3,D107,\"\")","v":0},{"$f":"IF('9.2 Tidsdiff. - Setup'!P107=1,D107,\"\")","v":""},0,0,0]
[null,9,{"$f":"SUMIFS('9.3 Tidsdiff. - Brugerdata'!$H$165:$H$8948,'9.3 Tidsdiff. - Brugerdata'!$E$165:$E$8948,$C$97,'9.3 Tidsdiff. - Brugerdata'!$C$165:$C$8948,$B108)","v":0},{"$f":"SUMIFS('9.3 Tidsdiff. - Brugerdata'!$H$165:$H$8948,'9.3 Tidsdiff. - Brugerdata'!$E$165:$E$8948,$D$97,'9.3 Tidsdiff. - Brugerdata'!$C$165:$C$8948,$B108)","v":0},null,null,null,9,{"$f":"AVERAGEIFS('9.3 Tidsdiff. - Brugerdata'!$H$165:$H$8948,'9.3 Tidsdiff. - Brugerdata'!$C$165:$C$8948,$H108,'9.3 Tidsdiff. - Brugerdata'!$E$165:$E$8948,I$97)","v":{"$error":"#DIV/0!"}},{"$f":"AVERAGEIFS('9.3 Tidsdiff. - Brugerdata'!$H$165:$H$8948,'9.3 Tidsdiff. - Brugerdata'!$C$165:$C$8948,$H108,'9.3 Tidsdiff. - Brugerdata'!$E$165:$E$8948,J$97)","v":{"$error":"#DIV/0!"}},null,null,null,null,null,null,null,null,null,"8-9",{"$f":"IF('9.2 Tidsdiff. - Setup'!O108=3,C108,\"\")","v":0},{"$f":"IF('9.2 Tidsdiff. - Setup'!O108=1,C108,\"\")","v":""},{"$f":"IF('9.2 Tidsdiff. - Setup'!P108=3,D108,\"\")","v":0},{"$f":"IF('9.2 Tidsdiff. - Setup'!P108=1,D108,\"\")","v":""},0,0,0]
[null,10,{"$f":"SUMIFS('9.3 Tidsdiff. - Brugerdata'!$H$165:$H$8948,'9.3 Tidsdiff. - Brugerdata'!$E$165:$E$8948,$C$97,'9.3 Tidsdiff. - Brugerdata'!$C$165:$C$8948,$B109)","v":0},{"$f":"SUMIFS('9.3 Tidsdiff. - Brugerdata'!$H$165:$H$8948,'9.3 Tidsdiff. - Brugerdata'!$E$165:$E$8948,$D$97,'9.3 Tidsdiff. - Brugerdata'!$C$165:$C$8948,$B109)","v":0},null,null,null,10,{"$f":"AVERAGEIFS('9.3 Tidsdiff. - Brugerdata'!$H$165:$H$8948,'9.3 Tidsdiff. - Brugerdata'!$C$165:$C$8948,$H109,'9.3 Tidsdiff. - Brugerdata'!$E$165:$E$8948,I$97)","v":{"$error":"#DIV/0!"}},{"$f":"AVERAGEIFS('9.3 Tidsdiff. - Brugerdata'!$H$165:$H$8948,'9.3 Tidsdiff. - Brugerdata'!$C$165:$C$8948,$H109,'9.3 Tidsdiff. - Brugerdata'!$E$165:$E$8948,J$97)","v":{"$error":"#DIV/0!"}},null,null,null,null,null,null,null,null,null,"9-10",{"$f":"IF('9.2 Tidsdiff. - Setup'!O109=3,C109,\"\")","v":0},{"$f":"IF('9.2 Tidsdiff. - Setup'!O109=1,C109,\"\")","v":""},{"$f":"IF('9.2 Tidsdiff. - Setup'!P109=3,D109,\"\")","v":0},{"$f":"IF('9.2 Tidsdiff. - Setup'!P109=1,D109,\"\")","v":""},0,0,0]
[null,11,{"$f":"SUMIFS('9.3 Tidsdiff. - Brugerdata'!$H$165:$H$8948,'9.3 Tidsdiff. - Brugerdata'!$E$165:$E$8948,$C$97,'9.3 Tidsdiff. - Brugerdata'!$C$165:$C$8948,$B110)","v":0},{"$f":"SUMIFS('9.3 Tidsdiff. - Brugerdata'!$H$165:$H$8948,'9.3 Tidsdiff. - Brugerdata'!$E$165:$E$8948,$D$97,'9.3 Tidsdiff. - Brugerdata'!$C$165:$C$8948,$B110)","v":0},null,null,null,11,{"$f":"AVERAGEIFS('9.3 Tidsdiff. - Brugerdata'!$H$165:$H$8948,'9.3 Tidsdiff. - Brugerdata'!$C$165:$C$8948,$H110,'9.3 Tidsdiff. - Brugerdata'!$E$165:$E$8948,I$97)","v":{"$error":"#DIV/0!"}},{"$f":"AVERAGEIFS('9.3 Tidsdiff. - Brugerdata'!$H$165:$H$8948,'9.3 Tidsdiff. - Brugerdata'!$C$165:$C$8948,$H110,'9.3 Tidsdiff. - Brugerdata'!$E$165:$E$8948,J$97)","v":{"$error":"#DIV/0!"}},null,null,null,null,null,null,null,null,null,"10-11",{"$f":"IF('9.2 Tidsdiff. - Setup'!O110=3,C110,\"\")","v":0},{"$f":"IF('9.2 Tidsdiff. - Setup'!O110=1,C110,\"\")","v":""},{"$f":"IF('9.2 Tidsdiff. - Setup'!P110=3,D110,\"\")","v":0},{"$f":"IF('9.2 Tidsdiff. - Setup'!P110=1,D110,\"\")","v":""},0,0,0]
[null,12,{"$f":"SUMIFS('9.3 Tidsdiff. - Brugerdata'!$H$165:$H$8948,'9.3 Tidsdiff. - Brugerdata'!$E$165:$E$8948,$C$97,'9.3 Tidsdiff. - Brugerdata'!$C$165:$C$8948,$B111)","v":0},{"$f":"SUMIFS('9.3 Tidsdiff. - Brugerdata'!$H$165:$H$8948,'9.3 Tidsdiff. - Brugerdata'!$E$165:$E$8948,$D$97,'9.3 Tidsdiff. - Brugerdata'!$C$165:$C$8948,$B111)","v":0},null,null,null,12,{"$f":"AVERAGEIFS('9.3 Tidsdiff. - Brugerdata'!$H$165:$H$8948,'9.3 Tidsdiff. - Brugerdata'!$C$165:$C$8948,$H111,'9.3 Tidsdiff. - Brugerdata'!$E$165:$E$8948,I$97)","v":{"$error":"#DIV/0!"}},{"$f":"AVERAGEIFS('9.3 Tidsdiff. - Brugerdata'!$H$165:$H$8948,'9.3 Tidsdiff. - Brugerdata'!$C$165:$C$8948,$H111,'9.3 Tidsdiff. - Brugerdata'!$E$165:$E$8948,J$97)","v":{"$error":"#DIV/0!"}},null,null,null,null,null,null,null,null,null,"11-12",{"$f":"IF('9.2 Tidsdiff. - Setup'!O111=3,C111,\"\")","v":0},{"$f":"IF('9.2 Tidsdiff. - Setup'!O111=1,C111,\"\")","v":""},{"$f":"IF('9.2 Tidsdiff. - Setup'!P111=3,D111,\"\")","v":0},{"$f":"IF('9.2 Tidsdiff. - Setup'!P111=1,D111,\"\")","v":""},0,0,0]
[null,13,{"$f":"SUMIFS('9.3 Tidsdiff. - Brugerdata'!$H$165:$H$8948,'9.3 Tidsdiff. - Brugerdata'!$E$165:$E$8948,$C$97,'9.3 Tidsdiff. - Brugerdata'!$C$165:$C$8948,$B112)","v":0},{"$f":"SUMIFS('9.3 Tidsdiff. - Brugerdata'!$H$165:$H$8948,'9.3 Tidsdiff. - Brugerdata'!$E$165:$E$8948,$D$97,'9.3 Tidsdiff. - Brugerdata'!$C$165:$C$8948,$B112)","v":0},null,null,null,13,{"$f":"AVERAGEIFS('9.3 Tidsdiff. - Brugerdata'!$H$165:$H$8948,'9.3 Tidsdiff. - Brugerdata'!$C$165:$C$8948,$H112,'9.3 Tidsdiff. - Brugerdata'!$E$165:$E$8948,I$97)","v":{"$error":"#DIV/0!"}},{"$f":"AVERAGEIFS('9.3 Tidsdiff. - Brugerdata'!$H$165:$H$8948,'9.3 Tidsdiff. - Brugerdata'!$C$165:$C$8948,$H112,'9.3 Tidsdiff. - Brugerdata'!$E$165:$E$8948,J$97)","v":{"$error":"#DIV/0!"}},null,null,null,null,null,null,null,null,null,"12-13",{"$f":"IF('9.2 Tidsdiff. - Setup'!O112=3,C112,\"\")","v":0},{"$f":"IF('9.2 Tidsdiff. - Setup'!O112=1,C112,\"\")","v":""},{"$f":"IF('9.2 Tidsdiff. - Setup'!P112=3,D112,\"\")","v":0},{"$f":"IF('9.2 Tidsdiff. - Setup'!P112=1,D112,\"\")","v":""},0,0,0]
[null,14,{"$f":"SUMIFS('9.3 Tidsdiff. - Brugerdata'!$H$165:$H$8948,'9.3 Tidsdiff. - Brugerdata'!$E$165:$E$8948,$C$97,'9.3 Tidsdiff. - Brugerdata'!$C$165:$C$8948,$B113)","v":0},{"$f":"SUMIFS('9.3 Tidsdiff. - Brugerdata'!$H$165:$H$8948,'9.3 Tidsdiff. - Brugerdata'!$E$165:$E$8948,$D$97,'9.3 Tidsdiff. - Brugerdata'!$C$165:$C$8948,$B113)","v":0},null,null,null,14,{"$f":"AVERAGEIFS('9.3 Tidsdiff. - Brugerdata'!$H$165:$H$8948,'9.3 Tidsdiff. - Brugerdata'!$C$165:$C$8948,$H113,'9.3 Tidsdiff. - Brugerdata'!$E$165:$E$8948,I$97)","v":{"$error":"#DIV/0!"}},{"$f":"AVERAGEIFS('9.3 Tidsdiff. - Brugerdata'!$H$165:$H$8948,'9.3 Tidsdiff. - Brugerdata'!$C$165:$C$8948,$H113,'9.3 Tidsdiff. - Brugerdata'!$E$165:$E$8948,J$97)","v":{"$error":"#DIV/0!"}},null,null,null,null,null,null,null,null,null,"13-14",{"$f":"IF('9.2 Tidsdiff. - Setup'!O113=3,C113,\"\")","v":0},{"$f":"IF('9.2 Tidsdiff. - Setup'!O113=1,C113,\"\")","v":""},{"$f":"IF('9.2 Tidsdiff. - Setup'!P113=3,D113,\"\")","v":0},{"$f":"IF('9.2 Tidsdiff. - Setup'!P113=1,D113,\"\")","v":""},0,0,0]
[null,15,{"$f":"SUMIFS('9.3 Tidsdiff. - Brugerdata'!$H$165:$H$8948,'9.3 Tidsdiff. - Brugerdata'!$E$165:$E$8948,$C$97,'9.3 Tidsdiff. - Brugerdata'!$C$165:$C$8948,$B114)","v":0},{"$f":"SUMIFS('9.3 Tidsdiff. - Brugerdata'!$H$165:$H$8948,'9.3 Tidsdiff. - Brugerdata'!$E$165:$E$8948,$D$97,'9.3 Tidsdiff. - Brugerdata'!$C$165:$C$8948,$B114)","v":0},null,null,null,15,{"$f":"AVERAGEIFS('9.3 Tidsdiff. - Brugerdata'!$H$165:$H$8948,'9.3 Tidsdiff. - Brugerdata'!$C$165:$C$8948,$H114,'9.3 Tidsdiff. - Brugerdata'!$E$165:$E$8948,I$97)","v":{"$error":"#DIV/0!"}},{"$f":"AVERAGEIFS('9.3 Tidsdiff. - Brugerdata'!$H$165:$H$8948,'9.3 Tidsdiff. - Brugerdata'!$C$165:$C$8948,$H114,'9.3 Tidsdiff. - Brugerdata'!$E$165:$E$8948,J$97)","v":{"$error":"#DIV/0!"}},null,null,null,null,null,null,null,null,null,"14-15",{"$f":"IF('9.2 Tidsdiff. - Setup'!O114=3,C114,\"\")","v":0},{"$f":"IF('9.2 Tidsdiff. - Setup'!O114=1,C114,\"\")","v":""},{"$f":"IF('9.2 Tidsdiff. - Setup'!P114=3,D114,\"\")","v":0},{"$f":"IF('9.2 Tidsdiff. - Setup'!P114=1,D114,\"\")","v":""},0,0,0]
[null,16,{"$f":"SUMIFS('9.3 Tidsdiff. - Brugerdata'!$H$165:$H$8948,'9.3 Tidsdiff. - Brugerdata'!$E$165:$E$8948,$C$97,'9.3 Tidsdiff. - Brugerdata'!$C$165:$C$8948,$B115)","v":0},{"$f":"SUMIFS('9.3 Tidsdiff. - Brugerdata'!$H$165:$H$8948,'9.3 Tidsdiff. - Brugerdata'!$E$165:$E$8948,$D$97,'9.3 Tidsdiff. - Brugerdata'!$C$165:$C$8948,$B115)","v":0},null,null,null,16,{"$f":"AVERAGEIFS('9.3 Tidsdiff. - Brugerdata'!$H$165:$H$8948,'9.3 Tidsdiff. - Brugerdata'!$C$165:$C$8948,$H115,'9.3 Tidsdiff. - Brugerdata'!$E$165:$E$8948,I$97)","v":{"$error":"#DIV/0!"}},{"$f":"AVERAGEIFS('9.3 Tidsdiff. - Brugerdata'!$H$165:$H$8948,'9.3 Tidsdiff. - Brugerdata'!$C$165:$C$8948,$H115,'9.3 Tidsdiff. - Brugerdata'!$E$165:$E$8948,J$97)","v":{"$error":"#DIV/0!"}},null,null,null,null,null,null,null,null,null,"15-16",{"$f":"IF('9.2 Tidsdiff. - Setup'!O115=3,C115,\"\")","v":0},{"$f":"IF('9.2 Tidsdiff. - Setup'!O115=1,C115,\"\")","v":""},{"$f":"IF('9.2 Tidsdiff. - Setup'!P115=3,D115,\"\")","v":0},{"$f":"IF('9.2 Tidsdiff. - Setup'!P115=1,D115,\"\")","v":""},0,0,0]
[null,17,{"$f":"SUMIFS('9.3 Tidsdiff. - Brugerdata'!$H$165:$H$8948,'9.3 Tidsdiff. - Brugerdata'!$E$165:$E$8948,$C$97,'9.3 Tidsdiff. - Brugerdata'!$C$165:$C$8948,$B116)","v":0},{"$f":"SUMIFS('9.3 Tidsdiff. - Brugerdata'!$H$165:$H$8948,'9.3 Tidsdiff. - Brugerdata'!$E$165:$E$8948,$D$97,'9.3 Tidsdiff. - Brugerdata'!$C$165:$C$8948,$B116)","v":0},null,null,null,17,{"$f":"AVERAGEIFS('9.3 Tidsdiff. - Brugerdata'!$H$165:$H$8948,'9.3 Tidsdiff. - Brugerdata'!$C$165:$C$8948,$H116,'9.3 Tidsdiff. - Brugerdata'!$E$165:$E$8948,I$97)","v":{"$error":"#DIV/0!"}},{"$f":"AVERAGEIFS('9.3 Tidsdiff. - Brugerdata'!$H$165:$H$8948,'9.3 Tidsdiff. - Brugerdata'!$C$165:$C$8948,$H116,'9.3 Tidsdiff. - Brugerdata'!$E$165:$E$8948,J$97)","v":{"$error":"#DIV/0!"}},null,null,null,null,null,null,null,null,null,"16-17",{"$f":"IF('9.2 Tidsdiff. - Setup'!O116=3,C116,\"\")","v":0},{"$f":"IF('9.2 Tidsdiff. - Setup'!O116=1,C116,\"\")","v":""},{"$f":"IF('9.2 Tidsdiff. - Setup'!P116=3,D116,\"\")","v":0},{"$f":"IF('9.2 Tidsdiff. - Setup'!P116=1,D116,\"\")","v":""},0,0,0]
[null,18,{"$f":"SUMIFS('9.3 Tidsdiff. - Brugerdata'!$H$165:$H$8948,'9.3 Tidsdiff. - Brugerdata'!$E$165:$E$8948,$C$97,'9.3 Tidsdiff. - Brugerdata'!$C$165:$C$8948,$B117)","v":0},{"$f":"SUMIFS('9.3 Tidsdiff. - Brugerdata'!$H$165:$H$8948,'9.3 Tidsdiff. - Brugerdata'!$E$165:$E$8948,$D$97,'9.3 Tidsdiff. - Brugerdata'!$C$165:$C$8948,$B117)","v":0},null,null,null,18,{"$f":"AVERAGEIFS('9.3 Tidsdiff. - Brugerdata'!$H$165:$H$8948,'9.3 Tidsdiff. - Brugerdata'!$C$165:$C$8948,$H117,'9.3 Tidsdiff. - Brugerdata'!$E$165:$E$8948,I$97)","v":{"$error":"#DIV/0!"}},{"$f":"AVERAGEIFS('9.3 Tidsdiff. - Brugerdata'!$H$165:$H$8948,'9.3 Tidsdiff. - Brugerdata'!$C$165:$C$8948,$H117,'9.3 Tidsdiff. - Brugerdata'!$E$165:$E$8948,J$97)","v":{"$error":"#DIV/0!"}},null,null,null,null,null,null,null,null,null,"17-18",{"$f":"IF('9.2 Tidsdiff. - Setup'!O117=3,C117,\"\")","v":""},{"$f":"IF('9.2 Tidsdiff. - Setup'!O117=1,C117,\"\")","v":0},{"$f":"IF('9.2 Tidsdiff. - Setup'!P117=3,D117,\"\")","v":0},{"$f":"IF('9.2 Tidsdiff. - Setup'!P117=1,D117,\"\")","v":""},0,0,0]
[null,19,{"$f":"SUMIFS('9.3 Tidsdiff. - Brugerdata'!$H$165:$H$8948,'9.3 Tidsdiff. - Brugerdata'!$E$165:$E$8948,$C$97,'9.3 Tidsdiff. - Brugerdata'!$C$165:$C$8948,$B118)","v":0},{"$f":"SUMIFS('9.3 Tidsdiff. - Brugerdata'!$H$165:$H$8948,'9.3 Tidsdiff. - Brugerdata'!$E$165:$E$8948,$D$97,'9.3 Tidsdiff. - Brugerdata'!$C$165:$C$8948,$B118)","v":0},null,null,null,19,{"$f":"AVERAGEIFS('9.3 Tidsdiff. - Brugerdata'!$H$165:$H$8948,'9.3 Tidsdiff. - Brugerdata'!$C$165:$C$8948,$H118,'9.3 Tidsdiff. - Brugerdata'!$E$165:$E$8948,I$97)","v":{"$error":"#DIV/0!"}},{"$f":"AVERAGEIFS('9.3 Tidsdiff. - Brugerdata'!$H$165:$H$8948,'9.3 Tidsdiff. - Brugerdata'!$C$165:$C$8948,$H118,'9.3 Tidsdiff. - Brugerdata'!$E$165:$E$8948,J$97)","v":{"$error":"#DIV/0!"}},null,null,null,null,null,null,null,null,null,"18-19",{"$f":"IF('9.2 Tidsdiff. - Setup'!O118=3,C118,\"\")","v":""},{"$f":"IF('9.2 Tidsdiff. - Setup'!O118=1,C118,\"\")","v":0},{"$f":"IF('9.2 Tidsdiff. - Setup'!P118=3,D118,\"\")","v":0},{"$f":"IF('9.2 Tidsdiff. - Setup'!P118=1,D118,\"\")","v":""},0,0,0]
[null,20,{"$f":"SUMIFS('9.3 Tidsdiff. - Brugerdata'!$H$165:$H$8948,'9.3 Tidsdiff. - Brugerdata'!$E$165:$E$8948,$C$97,'9.3 Tidsdiff. - Brugerdata'!$C$165:$C$8948,$B119)","v":0},{"$f":"SUMIFS('9.3 Tidsdiff. - Brugerdata'!$H$165:$H$8948,'9.3 Tidsdiff. - Brugerdata'!$E$165:$E$8948,$D$97,'9.3 Tidsdiff. - Brugerdata'!$C$165:$C$8948,$B119)","v":0},null,null,null,20,{"$f":"AVERAGEIFS('9.3 Tidsdiff. - Brugerdata'!$H$165:$H$8948,'9.3 Tidsdiff. - Brugerdata'!$C$165:$C$8948,$H119,'9.3 Tidsdiff. - Brugerdata'!$E$165:$E$8948,I$97)","v":{"$error":"#DIV/0!"}},{"$f":"AVERAGEIFS('9.3 Tidsdiff. - Brugerdata'!$H$165:$H$8948,'9.3 Tidsdiff. - Brugerdata'!$C$165:$C$8948,$H119,'9.3 Tidsdiff. - Brugerdata'!$E$165:$E$8948,J$97)","v":{"$error":"#DIV/0!"}},null,null,null,null,null,null,null,null,null,"19-20",{"$f":"IF('9.2 Tidsdiff. - Setup'!O119=3,C119,\"\")","v":""},{"$f":"IF('9.2 Tidsdiff. - Setup'!O119=1,C119,\"\")","v":0},{"$f":"IF('9.2 Tidsdiff. - Setup'!P119=3,D119,\"\")","v":0},{"$f":"IF('9.2 Tidsdiff. - Setup'!P119=1,D119,\"\")","v":""},0,0,0]
[null,21,{"$f":"SUMIFS('9.3 Tidsdiff. - Brugerdata'!$H$165:$H$8948,'9.3 Tidsdiff. - Brugerdata'!$E$165:$E$8948,$C$97,'9.3 Tidsdiff. - Brugerdata'!$C$165:$C$8948,$B120)","v":0},{"$f":"SUMIFS('9.3 Tidsdiff. - Brugerdata'!$H$165:$H$8948,'9.3 Tidsdiff. - Brugerdata'!$E$165:$E$8948,$D$97,'9.3 Tidsdiff. - Brugerdata'!$C$165:$C$8948,$B120)","v":0},null,null,null,21,{"$f":"AVERAGEIFS('9.3 Tidsdiff. - Brugerdata'!$H$165:$H$8948,'9.3 Tidsdiff. - Brugerdata'!$C$165:$C$8948,$H120,'9.3 Tidsdiff. - Brugerdata'!$E$165:$E$8948,I$97)","v":{"$error":"#DIV/0!"}},{"$f":"AVERAGEIFS('9.3 Tidsdiff. - Brugerdata'!$H$165:$H$8948,'9.3 Tidsdiff. - Brugerdata'!$C$165:$C$8948,$H120,'9.3 Tidsdiff. - Brugerdata'!$E$165:$E$8948,J$97)","v":{"$error":"#DIV/0!"}},null,null,null,null,null,null,null,null,null,"20-21",{"$f":"IF('9.2 Tidsdiff. - Setup'!O120=3,C120,\"\")","v":0},{"$f":"IF('9.2 Tidsdiff. - Setup'!O120=1,C120,\"\")","v":""},{"$f":"IF('9.2 Tidsdiff. - Setup'!P120=3,D120,\"\")","v":0},{"$f":"IF('9.2 Tidsdiff. - Setup'!P120=1,D120,\"\")","v":""},0,0,0]
[null,22,{"$f":"SUMIFS('9.3 Tidsdiff. - Brugerdata'!$H$165:$H$8948,'9.3 Tidsdiff. - Brugerdata'!$E$165:$E$8948,$C$97,'9.3 Tidsdiff. - Brugerdata'!$C$165:$C$8948,$B121)","v":0},{"$f":"SUMIFS('9.3 Tidsdiff. - Brugerdata'!$H$165:$H$8948,'9.3 Tidsdiff. - Brugerdata'!$E$165:$E$8948,$D$97,'9.3 Tidsdiff. - Brugerdata'!$C$165:$C$8948,$B121)","v":0},null,null,null,22,{"$f":"AVERAGEIFS('9.3 Tidsdiff. - Brugerdata'!$H$165:$H$8948,'9.3 Tidsdiff. - Brugerdata'!$C$165:$C$8948,$H121,'9.3 Tidsdiff. - Brugerdata'!$E$165:$E$8948,I$97)","v":{"$error":"#DIV/0!"}},{"$f":"AVERAGEIFS('9.3 Tidsdiff. - Brugerdata'!$H$165:$H$8948,'9.3 Tidsdiff. - Brugerdata'!$C$165:$C$8948,$H121,'9.3 Tidsdiff. - Brugerdata'!$E$165:$E$8948,J$97)","v":{"$error":"#DIV/0!"}},null,null,null,null,null,null,null,null,null,"21-22",{"$f":"IF('9.2 Tidsdiff. - Setup'!O121=3,C121,\"\")","v":0},{"$f":"IF('9.2 Tidsdiff. - Setup'!O121=1,C121,\"\")","v":""},{"$f":"IF('9.2 Tidsdiff. - Setup'!P121=3,D121,\"\")","v":0},{"$f":"IF('9.2 Tidsdiff. - Setup'!P121=1,D121,\"\")","v":""},0,0,0]
[null,23,{"$f":"SUMIFS('9.3 Tidsdiff. - Brugerdata'!$H$165:$H$8948,'9.3 Tidsdiff. - Brugerdata'!$E$165:$E$8948,$C$97,'9.3 Tidsdiff. - Brugerdata'!$C$165:$C$8948,$B122)","v":0},{"$f":"SUMIFS('9.3 Tidsdiff. - Brugerdata'!$H$165:$H$8948,'9.3 Tidsdiff. - Brugerdata'!$E$165:$E$8948,$D$97,'9.3 Tidsdiff. - Brugerdata'!$C$165:$C$8948,$B122)","v":0},null,null,null,23,{"$f":"AVERAGEIFS('9.3 Tidsdiff. - Brugerdata'!$H$165:$H$8948,'9.3 Tidsdiff. - Brugerdata'!$C$165:$C$8948,$H122,'9.3 Tidsdiff. - Brugerdata'!$E$165:$E$8948,I$97)","v":{"$error":"#DIV/0!"}},{"$f":"AVERAGEIFS('9.3 Tidsdiff. - Brugerdata'!$H$165:$H$8948,'9.3 Tidsdiff. - Brugerdata'!$C$165:$C$8948,$H122,'9.3 Tidsdiff. - Brugerdata'!$E$165:$E$8948,J$97)","v":{"$error":"#DIV/0!"}},null,null,null,null,null,null,null,null,null,"22-23",{"$f":"IF('9.2 Tidsdiff. - Setup'!O122=3,C122,\"\")","v":0},{"$f":"IF('9.2 Tidsdiff. - Setup'!O122=1,C122,\"\")","v":""},{"$f":"IF('9.2 Tidsdiff. - Setup'!P122=3,D122,\"\")","v":0},{"$f":"IF('9.2 Tidsdiff. - Setup'!P122=1,D122,\"\")","v":""},0,0,0]
[null,24,{"$f":"SUMIFS('9.3 Tidsdiff. - Brugerdata'!$H$165:$H$8948,'9.3 Tidsdiff. - Brugerdata'!$E$165:$E$8948,$C$97,'9.3 Tidsdiff. - Brugerdata'!$C$165:$C$8948,$B123)","v":0},{"$f":"SUMIFS('9.3 Tidsdiff. - Brugerdata'!$H$165:$H$8948,'9.3 Tidsdiff. - Brugerdata'!$E$165:$E$8948,$D$97,'9.3 Tidsdiff. - Brugerdata'!$C$165:$C$8948,$B123)","v":0},null,null,null,24,{"$f":"AVERAGEIFS('9.3 Tidsdiff. - Brugerdata'!$H$165:$H$8948,'9.3 Tidsdiff. - Brugerdata'!$C$165:$C$8948,$H123,'9.3 Tidsdiff. - Brugerdata'!$E$165:$E$8948,I$97)","v":{"$error":"#DIV/0!"}},{"$f":"AVERAGEIFS('9.3 Tidsdiff. - Brugerdata'!$H$165:$H$8948,'9.3 Tidsdiff. - Brugerdata'!$C$165:$C$8948,$H123,'9.3 Tidsdiff. - Brugerdata'!$E$165:$E$8948,J$97)","v":{"$error":"#DIV/0!"}},null,null,null,null,null,null,null,null,null,"23-24",{"$f":"IF('9.2 Tidsdiff. - Setup'!O123=3,C123,\"\")","v":0},{"$f":"IF('9.2 Tidsdiff. - Setup'!O123=1,C123,\"\")","v":""},{"$f":"IF('9.2 Tidsdiff. - Setup'!P123=3,D123,\"\")","v":0},{"$f":"IF('9.2 Tidsdiff. - Setup'!P123=1,D123,\"\")","v":""},0,0,0]
[null,null,null,null,null,null,null,null,null,null,null,null,null,null,null,null,null,null,null,"Sum",{"$f":"SUM(U100:U123)","v":0},{"$f":"SUM(V100:V123)","v":0},0,0,{"$f":"SUM(Y100:Y123)","v":0},{"$f":"SUM(Z100:Z123)","v":0},0]
[null,null,null,null,null,null,null,null,null,null,null,null,null,null,null,null,null,null,null,"%",{"$f":"U124/$AA$124","v":{"$error":"#DIV/0!"}},{"$error":"#DIV/0!"},{"$error":"#DIV/0!"},{"$error":"#DIV/0!"},{"$error":"#DIV/0!"},{"$error":"#DIV/0!"},{"$error":"#DIV/0!"}]
[]
[null,"0,4 kV nettet - energiflow, lastperioder, standardiseret-døgnbelastningsprofil (3 lastperioder)"]
[]
[null,"Tabel: T.9.3.14",null,null,null,null,null,"Tabel: T.9.3.15",null,null,null,null,null,"Tabel: T.9.3.16",null,null,null,null,null,"Tabel: T.9.3.17"]
[null,"Energiflow","0,4 kV",null,null,null,null,"Gennemsnitsdøgn","0,4 kV",null,null,null,null,null,null,null,null,null,null,null,"0,4 kV"]
[null,"Periode","Vinter",null,"Sommer",null,null,"Periode","Vinter",null,"Sommer",null,null,null,null,null,null,null,null,null,"Vinter",null,null,null,null,null,"Sommer",null,null,null,null,null,"Samlet"]
[null,"Dag","Hverdag","Weekend","Hverdag","Weekend",null,"Dag","Hverdag","Weekend","Hverdag","Weekend",null,null,null,null,null,null,null,null,"Hverdag",null,null,"Weekend",null,null,"Hverdag",null,null,"Weekend"]
[null,"Time",null,null,null,null,null,"Time ",null,null,null,null,null,null,null,null,null,null,null,"Time","Lav ","Høj","Spids","Lav ","Høj","Spids","Lav ","Høj","Spids","Lav ","Høj","Spids","Lav ","Høj","Spids","Total"]
[null,1,{"$f":"SUMIFS($H$165:$H$8948,$E$165:$E$8948,C$131,$D$165:$D$8948,C$132,$C$165:$C$8948,$B134)","v":0},{"$f":"SUMIFS($H$165:$H$8948,$E$165:$E$8948,C$131,$D$165:$D$8948,D$132,$C$165:$C$8948,$B134)","v":0},{"$f":"SUMIFS($H$165:$H$8948,$E$165:$E$8948,E$131,$D$165:$D$8948,E$132,$C$165:$C$8948,$B134)","v":0},{"$f":"SUMIFS($H$165:$H$8948,$E$165:$E$8948,E$131,$D$165:$D$8948,F$132,$C$165:$C$8948,$B134)","v":0},null,1,{"$f":"AVERAGEIFS($H$165:$H$8948,$C$165:$C$8948,$H134,$D$165:$D$8948,I$132,$E$165:$E$8948,I$131)","v":{"$error":"#DIV/0!"}},{"$f":"AVERAGEIFS(H$165:$H$8948,$C$165:$C$8948,$H134,$D$165:$D$8948,J$132,$E$165:$E$8948,I$131)","v":{"$error":"#DIV/0!"}},{"$f":"AVERAGEIFS($H$165:$H$8948,$C$165:$C$8948,$H134,$D$165:$D$8948,K$132,$E$165:$E$8948,K$131)","v":{"$error":"#DIV/0!"}},{"$f":"AVERAGEIFS($H$165:$H$8948,$C$165:$C$8948,$H134,$D$165:$D$8948,L$132,$E$165:$E$8948,K$131)","v":{"$error":"#DIV/0!"}},null,null,null,null,null,null,null,"0-1",{"$f":"IF('9.2 Tidsdiff. - Setup'!O134=3,C134,\"\")","v":0},{"$f":"IF('9.2 Tidsdiff. - Setup'!O134=2,C134,\"\")","v":""},{"$f":"IF('9.2 Tidsdiff. - Setup'!O134=1,C134,\"\")","v":""},{"$f":"IF('9.2 Tidsdiff. - Setup'!P134=3,D134,\"\")","v":0},{"$f":"IF('9.2 Tidsdiff. - Setup'!P134=2,D134,\"\")","v":""},{"$f":"IF('9.2 Tidsdiff. - Setup'!P134=1,D134,\"\")","v":""},{"$f":"IF('9.2 Tidsdiff. - Setup'!Q134=3,E134,\"\")","v":0},{"$f":"IF('9.2 Tidsdiff. - Setup'!Q134=2,E134,\"\")","v":""},{"$f":"IF('9.2 Tidsdiff. - Setup'!Q134=1,E134,\"\")","v":""},{"$f":"IF('9.2 Tidsdiff. - Setup'!R134=3,F134,\"\")","v":0},{"$f":"IF('9.2 Tidsdiff. - Setup'!R134=2,F134,\"\")","v":""},{"$f":"IF('9.2 Tidsdiff. - Setup'!R134=1,F134,\"\")","v":""},{"$f":"SUM(U134,X134,AA134,AD134)","v":0},{"$f":"SUM(V134,Y134,AB134,AE134)","v":0},0,{"$f":"SUM(AG134:AI134)","v":0}]
[null,2,0,0,0,0,null,2,{"$error":"#DIV/0!"},{"$f":"AVERAGEIFS(H$165:$H$8948,$C$165:$C$8948,$H135,$D$165:$D$8948,J$132,$E$165:$E$8948,I$131)","v":{"$error":"#DIV/0!"}},{"$error":"#DIV/0!"},{"$error":"#DIV/0!"},null,null,null,null,null,null,null,"1-2",{"$f":"IF('9.2 Tidsdiff. - Setup'!O135=3,C135,\"\")","v":0},{"$f":"IF('9.2 Tidsdiff. - Setup'!O135=2,C135,\"\")","v":""},{"$f":"IF('9.2 Tidsdiff. - Setup'!O135=1,C135,\"\")","v":""},{"$f":"IF('9.2 Tidsdiff. - Setup'!P135=3,D135,\"\")","v":0},{"$f":"IF('9.2 Tidsdiff. - Setup'!P135=2,D135,\"\")","v":""},{"$f":"IF('9.2 Tidsdiff. - Setup'!P135=1,D135,\"\")","v":""},{"$f":"IF('9.2 Tidsdiff. - Setup'!Q135=3,E135,\"\")","v":0},{"$f":"IF('9.2 Tidsdiff. - Setup'!Q135=2,E135,\"\")","v":""},{"$f":"IF('9.2 Tidsdiff. - Setup'!Q135=1,E135,\"\")","v":""},{"$f":"IF('9.2 Tidsdiff. - Setup'!R135=3,F135,\"\")","v":0},{"$f":"IF('9.2 Tidsdiff. - Setup'!R135=2,F135,\"\")","v":""},{"$f":"IF('9.2 Tidsdiff. - Setup'!R135=1,F135,\"\")","v":""},{"$f":"SUM(U135,X135,AA135,AD135)","v":0},0,0,{"$f":"SUM(AG135:AI135)","v":0}]
[null,3,0,0,0,0,null,3,{"$error":"#DIV/0!"},{"$f":"AVERAGEIFS(H$165:$H$8948,$C$165:$C$8948,$H136,$D$165:$D$8948,J$132,$E$165:$E$8948,I$131)","v":{"$error":"#DIV/0!"}},{"$error":"#DIV/0!"},{"$error":"#DIV/0!"},null,null,null,null,null,null,null,"2-3",{"$f":"IF('9.2 Tidsdiff. - Setup'!O136=3,C136,\"\")","v":0},{"$f":"IF('9.2 Tidsdiff. - Setup'!O136=2,C136,\"\")","v":""},{"$f":"IF('9.2 Tidsdiff. - Setup'!O136=1,C136,\"\")","v":""},{"$f":"IF('9.2 Tidsdiff. - Setup'!P136=3,D136,\"\")","v":0},{"$f":"IF('9.2 Tidsdiff. - Setup'!P136=2,D136,\"\")","v":""},{"$f":"IF('9.2 Tidsdiff. - Setup'!P136=1,D136,\"\")","v":""},{"$f":"IF('9.2 Tidsdiff. - Setup'!Q136=3,E136,\"\")","v":0},{"$f":"IF('9.2 Tidsdiff. - Setup'!Q136=2,E136,\"\")","v":""},{"$f":"IF('9.2 Tidsdiff. - Setup'!Q136=1,E136,\"\")","v":""},{"$f":"IF('9.2 Tidsdiff. - Setup'!R136=3,F136,\"\")","v":0},{"$f":"IF('9.2 Tidsdiff. - Setup'!R136=2,F136,\"\")","v":""},{"$f":"IF('9.2 Tidsdiff. - Setup'!R136=1,F136,\"\")","v":""},0,0,0,0]
[null,4,0,0,0,0,null,4,{"$error":"#DIV/0!"},{"$f":"AVERAGEIFS(H$165:$H$8948,$C$165:$C$8948,$H137,$D$165:$D$8948,J$132,$E$165:$E$8948,I$131)","v":{"$error":"#DIV/0!"}},{"$error":"#DIV/0!"},{"$error":"#DIV/0!"},null,null,null,null,null,null,null,"3-4",{"$f":"IF('9.2 Tidsdiff. - Setup'!O137=3,C137,\"\")","v":0},{"$f":"IF('9.2 Tidsdiff. - Setup'!O137=2,C137,\"\")","v":""},{"$f":"IF('9.2 Tidsdiff. - Setup'!O137=1,C137,\"\")","v":""},{"$f":"IF('9.2 Tidsdiff. - Setup'!P137=3,D137,\"\")","v":0},{"$f":"IF('9.2 Tidsdiff. - Setup'!P137=2,D137,\"\")","v":""},{"$f":"IF('9.2 Tidsdiff. - Setup'!P137=1,D137,\"\")","v":""},{"$f":"IF('9.2 Tidsdiff. - Setup'!Q137=3,E137,\"\")","v":0},{"$f":"IF('9.2 Tidsdiff. - Setup'!Q137=2,E137,\"\")","v":""},{"$f":"IF('9.2 Tidsdiff. - Setup'!Q137=1,E137,\"\")","v":""},{"$f":"IF('9.2 Tidsdiff. - Setup'!R137=3,F137,\"\")","v":0},{"$f":"IF('9.2 Tidsdiff. - Setup'!R137=2,F137,\"\")","v":""},{"$f":"IF('9.2 Tidsdiff. - Setup'!R137=1,F137,\"\")","v":""},0,0,0,0]
[null,5,0,0,0,0,null,5,{"$error":"#DIV/0!"},{"$f":"AVERAGEIFS(H$165:$H$8948,$C$165:$C$8948,$H138,$D$165:$D$8948,J$132,$E$165:$E$8948,I$131)","v":{"$error":"#DIV/0!"}},{"$error":"#DIV/0!"},{"$error":"#DIV/0!"},null,null,null,null,null,null,null,"4-5",{"$f":"IF('9.2 Tidsdiff. - Setup'!O138=3,C138,\"\")","v":0},{"$f":"IF('9.2 Tidsdiff. - Setup'!O138=2,C138,\"\")","v":""},{"$f":"IF('9.2 Tidsdiff. - Setup'!O138=1,C138,\"\")","v":""},{"$f":"IF('9.2 Tidsdiff. - Setup'!P138=3,D138,\"\")","v":0},{"$f":"IF('9.2 Tidsdiff. - Setup'!P138=2,D138,\"\")","v":""},{"$f":"IF('9.2 Tidsdiff. - Setup'!P138=1,D138,\"\")","v":""},{"$f":"IF('9.2 Tidsdiff. - Setup'!Q138=3,E138,\"\")","v":0},{"$f":"IF('9.2 Tidsdiff. - Setup'!Q138=2,E138,\"\")","v":""},{"$f":"IF('9.2 Tidsdiff. - Setup'!Q138=1,E138,\"\")","v":""},{"$f":"IF('9.2 Tidsdiff. - Setup'!R138=3,F138,\"\")","v":0},{"$f":"IF('9.2 Tidsdiff. - Setup'!R138=2,F138,\"\")","v":""},{"$f":"IF('9.2 Tidsdiff. - Setup'!R138=1,F138,\"\")","v":""},0,0,0,0]
[null,6,0,0,0,0,null,6,{"$error":"#DIV/0!"},{"$f":"AVERAGEIFS(H$165:$H$8948,$C$165:$C$8948,$H139,$D$165:$D$8948,J$132,$E$165:$E$8948,I$131)","v":{"$error":"#DIV/0!"}},{"$error":"#DIV/0!"},{"$error":"#DIV/0!"},null,null,null,null,null,null,null,"5-6",{"$f":"IF('9.2 Tidsdiff. - Setup'!O139=3,C139,\"\")","v":0},{"$f":"IF('9.2 Tidsdiff. - Setup'!O139=2,C139,\"\")","v":""},{"$f":"IF('9.2 Tidsdiff. - Setup'!O139=1,C139,\"\")","v":""},{"$f":"IF('9.2 Tidsdiff. - Setup'!P139=3,D139,\"\")","v":0},{"$f":"IF('9.2 Tidsdiff. - Setup'!P139=2,D139,\"\")","v":""},{"$f":"IF('9.2 Tidsdiff. - Setup'!P139=1,D139,\"\")","v":""},{"$f":"IF('9.2 Tidsdiff. - Setup'!Q139=3,E139,\"\")","v":0},{"$f":"IF('9.2 Tidsdiff. - Setup'!Q139=2,E139,\"\")","v":""},{"$f":"IF('9.2 Tidsdiff. - Setup'!Q139=1,E139,\"\")","v":""},{"$f":"IF('9.2 Tidsdiff. - Setup'!R139=3,F139,\"\")","v":0},{"$f":"IF('9.2 Tidsdiff. - Setup'!R139=2,F139,\"\")","v":""},{"$f":"IF('9.2 Tidsdiff. - Setup'!R139=1,F139,\"\")","v":""},0,0,0,0]
[null,7,0,0,0,0,null,7,{"$error":"#DIV/0!"},{"$f":"AVERAGEIFS(H$165:$H$8948,$C$165:$C$8948,$H140,$D$165:$D$8948,J$132,$E$165:$E$8948,I$131)","v":{"$error":"#DIV/0!"}},{"$error":"#DIV/0!"},{"$error":"#DIV/0!"},null,null,null,null,null,null,null,"6-7",{"$f":"IF('9.2 Tidsdiff. - Setup'!O140=3,C140,\"\")","v":""},{"$f":"IF('9.2 Tidsdiff. - Setup'!O140=2,C140,\"\")","v":0},{"$f":"IF('9.2 Tidsdiff. - Setup'!O140=1,C140,\"\")","v":""},{"$f":"IF('9.2 Tidsdiff. - Setup'!P140=3,D140,\"\")","v":0},{"$f":"IF('9.2 Tidsdiff. - Setup'!P140=2,D140,\"\")","v":""},{"$f":"IF('9.2 Tidsdiff. - Setup'!P140=1,D140,\"\")","v":""},{"$f":"IF('9.2 Tidsdiff. - Setup'!Q140=3,E140,\"\")","v":0},{"$f":"IF('9.2 Tidsdiff. - Setup'!Q140=2,E140,\"\")","v":""},{"$f":"IF('9.2 Tidsdiff. - Setup'!Q140=1,E140,\"\")","v":""},{"$f":"IF('9.2 Tidsdiff. - Setup'!R140=3,F140,\"\")","v":0},{"$f":"IF('9.2 Tidsdiff. - Setup'!R140=2,F140,\"\")","v":""},{"$f":"IF('9.2 Tidsdiff. - Setup'!R140=1,F140,\"\")","v":""},0,0,0,0]
[null,8,0,0,0,0,null,8,{"$error":"#DIV/0!"},{"$f":"AVERAGEIFS(H$165:$H$8948,$C$165:$C$8948,$H141,$D$165:$D$8948,J$132,$E$165:$E$8948,I$131)","v":{"$error":"#DIV/0!"}},{"$error":"#DIV/0!"},{"$error":"#DIV/0!"},null,null,null,null,null,null,null,"7-8",{"$f":"IF('9.2 Tidsdiff. - Setup'!O141=3,C141,\"\")","v":""},{"$f":"IF('9.2 Tidsdiff. - Setup'!O141=2,C141,\"\")","v":""},{"$f":"IF('9.2 Tidsdiff. - Setup'!O141=1,C141,\"\")","v":0},{"$f":"IF('9.2 Tidsdiff. - Setup'!P141=3,D141,\"\")","v":0},{"$f":"IF('9.2 Tidsdiff. - Setup'!P141=2,D141,\"\")","v":""},{"$f":"IF('9.2 Tidsdiff. - Setup'!P141=1,D141,\"\")","v":""},{"$f":"IF('9.2 Tidsdiff. - Setup'!Q141=3,E141,\"\")","v":""},{"$f":"IF('9.2 Tidsdiff. - Setup'!Q141=2,E141,\"\")","v":0},{"$f":"IF('9.2 Tidsdiff. - Setup'!Q141=1,E141,\"\")","v":""},{"$f":"IF('9.2 Tidsdiff. - Setup'!R141=3,F141,\"\")","v":0},{"$f":"IF('9.2 Tidsdiff. - Setup'!R141=2,F141,\"\")","v":""},{"$f":"IF('9.2 Tidsdiff. - Setup'!R141=1,F141,\"\")","v":""},0,0,0,0]
[null,9,0,0,0,0,null,9,{"$error":"#DIV/0!"},{"$f":"AVERAGEIFS(H$165:$H$8948,$C$165:$C$8948,$H142,$D$165:$D$8948,J$132,$E$165:$E$8948,I$131)","v":{"$error":"#DIV/0!"}},{"$error":"#DIV/0!"},{"$error":"#DIV/0!"},null,null,null,null,null,null,null,"8-9",{"$f":"IF('9.2 Tidsdiff. - Setup'!O142=3,C142,\"\")","v":""},{"$f":"IF('9.2 Tidsdiff. - Setup'!O142=2,C142,\"\")","v":""},{"$f":"IF('9.2 Tidsdiff. - Setup'!O142=1,C142,\"\")","v":0},{"$f":"IF('9.2 Tidsdiff. - Setup'!P142=3,D142,\"\")","v":0},{"$f":"IF('9.2 Tidsdiff. - Setup'!P142=2,D142,\"\")","v":""},{"$f":"IF('9.2 Tidsdiff. - Setup'!P142=1,D142,\"\")","v":""},{"$f":"IF('9.2 Tidsdiff. - Setup'!Q142=3,E142,\"\")","v":""},{"$f":"IF('9.2 Tidsdiff. - Setup'!Q142=2,E142,\"\")","v":0},{"$f":"IF('9.2 Tidsdiff. - Setup'!Q142=1,E142,\"\")","v":""},{"$f":"IF('9.2 Tidsdiff. - Setup'!R142=3,F142,\"\")","v":0},{"$f":"IF('9.2 Tidsdiff. - Setup'!R142=2,F142,\"\")","v":""},{"$f":"IF('9.2 Tidsdiff. - Setup'!R142=1,F142,\"\")","v":""},0,0,0,0]
[null,10,0,0,0,0,null,10,{"$error":"#DIV/0!"},{"$f":"AVERAGEIFS(H$165:$H$8948,$C$165:$C$8948,$H143,$D$165:$D$8948,J$132,$E$165:$E$8948,I$131)","v":{"$error":"#DIV/0!"}},{"$error":"#DIV/0!"},{"$error":"#DIV/0!"},null,null,null,null,null,null,null,"9-10",{"$f":"IF('9.2 Tidsdiff. - Setup'!O143=3,C143,\"\")","v":""},{"$f":"IF('9.2 Tidsdiff. - Setup'!O143=2,C143,\"\")","v":""},{"$f":"IF('9.2 Tidsdiff. - Setup'!O143=1,C143,\"\")","v":0},{"$f":"IF('9.2 Tidsdiff. - Setup'!P143=3,D143,\"\")","v":0},{"$f":"IF('9.2 Tidsdiff. - Setup'!P143=2,D143,\"\")","v":""},{"$f":"IF('9.2 Tidsdiff. - Setup'!P143=1,D143,\"\")","v":""},{"$f":"IF('9.2 Tidsdiff. - Setup'!Q143=3,E143,\"\")","v":""},{"$f":"IF('9.2 Tidsdiff. - Setup'!Q143=2,E143,\"\")","v":0},{"$f":"IF('9.2 Tidsdiff. - Setup'!Q143=1,E143,\"\")","v":""},{"$f":"IF('9.2 Tidsdiff. - Setup'!R143=3,F143,\"\")","v":0},{"$f":"IF('9.2 Tidsdiff. - Setup'!R143=2,F143,\"\")","v":""},{"$f":"IF('9.2 Tidsdiff. - Setup'!R143=1,F143,\"\")","v":""},0,0,0,0]
[null,11,0,0,0,0,null,11,{"$error":"#DIV/0!"},{"$f":"AVERAGEIFS(H$165:$H$8948,$C$165:$C$8948,$H144,$D$165:$D$8948,J$132,$E$165:$E$8948,I$131)","v":{"$error":"#DIV/0!"}},{"$error":"#DIV/0!"},{"$error":"#DIV/0!"},null,null,null,null,null,null,null,"10-11",{"$f":"IF('9.2 Tidsdiff. - Setup'!O144=3,C144,\"\")","v":""},{"$f":"IF('9.2 Tidsdiff. - Setup'!O144=2,C144,\"\")","v":""},{"$f":"IF('9.2 Tidsdiff. - Setup'!O144=1,C144,\"\")","v":0},{"$f":"IF('9.2 Tidsdiff. - Setup'!P144=3,D144,\"\")","v":0},{"$f":"IF('9.2 Tidsdiff. - Setup'!P144=2,D144,\"\")","v":""},{"$f":"IF('9.2 Tidsdiff. - Setup'!P144=1,D144,\"\")","v":""},{"$f":"IF('9.2 Tidsdiff. - Setup'!Q144=3,E144,\"\")","v":""},{"$f":"IF('9.2 Tidsdiff. - Setup'!Q144=2,E144,\"\")","v":0},{"$f":"IF('9.2 Tidsdiff. - Setup'!Q144=1,E144,\"\")","v":""},{"$f":"IF('9.2 Tidsdiff. - Setup'!R144=3,F144,\"\")","v":0},{"$f":"IF('9.2 Tidsdiff. - Setup'!R144=2,F144,\"\")","v":""},{"$f":"IF('9.2 Tidsdiff. - Setup'!R144=1,F144,\"\")","v":""},0,0,0,0]
[null,12,0,0,0,0,null,12,{"$error":"#DIV/0!"},{"$f":"AVERAGEIFS(H$165:$H$8948,$C$165:$C$8948,$H145,$D$165:$D$8948,J$132,$E$165:$E$8948,I$131)","v":{"$error":"#DIV/0!"}},{"$error":"#DIV/0!"},{"$error":"#DIV/0!"},null,null,null,null,null,null,null,"11-12",{"$f":"IF('9.2 Tidsdiff. - Setup'!O145=3,C145,\"\")","v":""},{"$f":"IF('9.2 Tidsdiff. - Setup'!O145=2,C145,\"\")","v":""},{"$f":"IF('9.2 Tidsdiff. - Setup'!O145=1,C145,\"\")","v":0},{"$f":"IF('9.2 Tidsdiff. - Setup'!P145=3,D145,\"\")","v":0},{"$f":"IF('9.2 Tidsdiff. - Setup'!P145=2,D145,\"\")","v":""},{"$f":"IF('9.2 Tidsdiff. - Setup'!P145=1,D145,\"\")","v":""},{"$f":"IF('9.2 Tidsdiff. - Setup'!Q145=3,E145,\"\")","v":""},{"$f":"IF('9.2 Tidsdiff. - Setup'!Q145=2,E145,\"\")","v":0},{"$f":"IF('9.2 Tidsdiff. - Setup'!Q145=1,E145,\"\")","v":""},{"$f":"IF('9.2 Tidsdiff. - Setup'!R145=3,F145,\"\")","v":0},{"$f":"IF('9.2 Tidsdiff. - Setup'!R145=2,F145,\"\")","v":""},{"$f":"IF('9.2 Tidsdiff. - Setup'!R145=1,F145,\"\")","v":""},0,0,0,0]
[null,13,0,0,0,0,null,13,{"$error":"#DIV/0!"},{"$f":"AVERAGEIFS(H$165:$H$8948,$C$165:$C$8948,$H146,$D$165:$D$8948,J$132,$E$165:$E$8948,I$131)","v":{"$error":"#DIV/0!"}},{"$error":"#DIV/0!"},{"$error":"#DIV/0!"},null,null,null,null,null,null,null,"12-13",{"$f":"IF('9.2 Tidsdiff. - Setup'!O146=3,C146,\"\")","v":""},{"$f":"IF('9.2 Tidsdiff. - Setup'!O146=2,C146,\"\")","v":""},{"$f":"IF('9.2 Tidsdiff. - Setup'!O146=1,C146,\"\")","v":0},{"$f":"IF('9.2 Tidsdiff. - Setup'!P146=3,D146,\"\")","v":0},{"$f":"IF('9.2 Tidsdiff. - Setup'!P146=2,D146,\"\")","v":""},{"$f":"IF('9.2 Tidsdiff. - Setup'!P146=1,D146,\"\")","v":""},{"$f":"IF('9.2 Tidsdiff. - Setup'!Q146=3,E146,\"\")","v":""},{"$f":"IF('9.2 Tidsdiff. - Setup'!Q146=2,E146,\"\")","v":0},{"$f":"IF('9.2 Tidsdiff. - Setup'!Q146=1,E146,\"\")","v":""},{"$f":"IF('9.2 Tidsdiff. - Setup'!R146=3,F146,\"\")","v":0},{"$f":"IF('9.2 Tidsdiff. - Setup'!R146=2,F146,\"\")","v":""},{"$f":"IF('9.2 Tidsdiff. - Setup'!R146=1,F146,\"\")","v":""},0,0,0,0]
[null,14,0,0,0,0,null,14,{"$error":"#DIV/0!"},{"$f":"AVERAGEIFS(H$165:$H$8948,$C$165:$C$8948,$H147,$D$165:$D$8948,J$132,$E$165:$E$8948,I$131)","v":{"$error":"#DIV/0!"}},{"$error":"#DIV/0!"},{"$error":"#DIV/0!"},null,null,null,null,null,null,null,"13-14",{"$f":"IF('9.2 Tidsdiff. - Setup'!O147=3,C147,\"\")","v":""},{"$f":"IF('9.2 Tidsdiff. - Setup'!O147=2,C147,\"\")","v":""},{"$f":"IF('9.2 Tidsdiff. - Setup'!O147=1,C147,\"\")","v":0},{"$f":"IF('9.2 Tidsdiff. - Setup'!P147=3,D147,\"\")","v":0},{"$f":"IF('9.2 Tidsdiff. - Setup'!P147=2,D147,\"\")","v":""},{"$f":"IF('9.2 Tidsdiff. - Setup'!P147=1,D147,\"\")","v":""},{"$f":"IF('9.2 Tidsdiff. - Setup'!Q147=3,E147,\"\")","v":""},{"$f":"IF('9.2 Tidsdiff. - Setup'!Q147=2,E147,\"\")","v":0},{"$f":"IF('9.2 Tidsdiff. - Setup'!Q147=1,E147,\"\")","v":""},{"$f":"IF('9.2 Tidsdiff. - Setup'!R147=3,F147,\"\")","v":0},{"$f":"IF('9.2 Tidsdiff. - Setup'!R147=2,F147,\"\")","v":""},{"$f":"IF('9.2 Tidsdiff. - Setup'!R147=1,F147,\"\")","v":""},0,0,0,0]
[null,15,0,0,0,0,null,15,{"$error":"#DIV/0!"},{"$f":"AVERAGEIFS(H$165:$H$8948,$C$165:$C$8948,$H148,$D$165:$D$8948,J$132,$E$165:$E$8948,I$131)","v":{"$error":"#DIV/0!"}},{"$error":"#DIV/0!"},{"$error":"#DIV/0!"},null,null,null,null,null,null,null,"14-15",{"$f":"IF('9.2 Tidsdiff. - Setup'!O148=3,C148,\"\")","v":""},{"$f":"IF('9.2 Tidsdiff. - Setup'!O148=2,C148,\"\")","v":""},{"$f":"IF('9.2 Tidsdiff. - Setup'!O148=1,C148,\"\")","v":0},{"$f":"IF('9.2 Tidsdiff. - Setup'!P148=3,D148,\"\")","v":0},{"$f":"IF('9.2 Tidsdiff. - Setup'!P148=2,D148,\"\")","v":""},{"$f":"IF('9.2 Tidsdiff. - Setup'!P148=1,D148,\"\")","v":""},{"$f":"IF('9.2 Tidsdiff. - Setup'!Q148=3,E148,\"\")","v":""},{"$f":"IF('9.2 Tidsdiff. - Setup'!Q148=2,E148,\"\")","v":0},{"$f":"IF('9.2 Tidsdiff. - Setup'!Q148=1,E148,\"\")","v":""},{"$f":"IF('9.2 Tidsdiff. - Setup'!R148=3,F148,\"\")","v":0},{"$f":"IF('9.2 Tidsdiff. - Setup'!R148=2,F148,\"\")","v":""},{"$f":"IF('9.2 Tidsdiff. - Setup'!R148=1,F148,\"\")","v":""},0,0,0,0]
[null,16,0,0,0,0,null,16,{"$error":"#DIV/0!"},{"$f":"AVERAGEIFS(H$165:$H$8948,$C$165:$C$8948,$H149,$D$165:$D$8948,J$132,$E$165:$E$8948,I$131)","v":{"$error":"#DIV/0!"}},{"$error":"#DIV/0!"},{"$error":"#DIV/0!"},null,null,null,null,null,null,null,"15-16",{"$f":"IF('9.2 Tidsdiff. - Setup'!O149=3,C149,\"\")","v":""},{"$f":"IF('9.2 Tidsdiff. - Setup'!O149=2,C149,\"\")","v":""},{"$f":"IF('9.2 Tidsdiff. - Setup'!O149=1,C149,\"\")","v":0},{"$f":"IF('9.2 Tidsdiff. - Setup'!P149=3,D149,\"\")","v":0},{"$f":"IF('9.2 Tidsdiff. - Setup'!P149=2,D149,\"\")","v":""},{"$f":"IF('9.2 Tidsdiff. - Setup'!P149=1,D149,\"\")","v":""},{"$f":"IF('9.2 Tidsdiff. - Setup'!Q149=3,E149,\"\")","v":""},{"$f":"IF('9.2 Tidsdiff. - Setup'!Q149=2,E149,\"\")","v":0},{"$f":"IF('9.2 Tidsdiff. - Setup'!Q149=1,E149,\"\")","v":""},{"$f":"IF('9.2 Tidsdiff. - Setup'!R149=3,F149,\"\")","v":0},{"$f":"IF('9.2 Tidsdiff. - Setup'!R149=2,F149,\"\")","v":""},{"$f":"IF('9.2 Tidsdiff. - Setup'!R149=1,F149,\"\")","v":""},0,0,0,0]
[null,17,0,0,0,0,null,17,{"$error":"#DIV/0!"},{"$f":"AVERAGEIFS(H$165:$H$8948,$C$165:$C$8948,$H150,$D$165:$D$8948,J$132,$E$165:$E$8948,I$131)","v":{"$error":"#DIV/0!"}},{"$error":"#DIV/0!"},{"$error":"#DIV/0!"},null,null,null,null,null,null,null,"16-17",{"$f":"IF('9.2 Tidsdiff. - Setup'!O150=3,C150,\"\")","v":""},{"$f":"IF('9.2 Tidsdiff. - Setup'!O150=2,C150,\"\")","v":""},{"$f":"IF('9.2 Tidsdiff. - Setup'!O150=1,C150,\"\")","v":0},{"$f":"IF('9.2 Tidsdiff. - Setup'!P150=3,D150,\"\")","v":0},{"$f":"IF('9.2 Tidsdiff. - Setup'!P150=2,D150,\"\")","v":""},{"$f":"IF('9.2 Tidsdiff. - Setup'!P150=1,D150,\"\")","v":""},{"$f":"IF('9.2 Tidsdiff. - Setup'!Q150=3,E150,\"\")","v":""},{"$f":"IF('9.2 Tidsdiff. - Setup'!Q150=2,E150,\"\")","v":0},{"$f":"IF('9.2 Tidsdiff. - Setup'!Q150=1,E150,\"\")","v":""},{"$f":"IF('9.2 Tidsdiff. - Setup'!R150=3,F150,\"\")","v":0},{"$f":"IF('9.2 Tidsdiff. - Setup'!R150=2,F150,\"\")","v":""},{"$f":"IF('9.2 Tidsdiff. - Setup'!R150=1,F150,\"\")","v":""},0,0,0,0]
[null,18,0,0,0,0,null,18,{"$error":"#DIV/0!"},{"$f":"AVERAGEIFS(H$165:$H$8948,$C$165:$C$8948,$H151,$D$165:$D$8948,J$132,$E$165:$E$8948,I$131)","v":{"$error":"#DIV/0!"}},{"$error":"#DIV/0!"},{"$error":"#DIV/0!"},null,null,null,null,null,null,null,"17-18",{"$f":"IF('9.2 Tidsdiff. - Setup'!O151=3,C151,\"\")","v":""},{"$f":"IF('9.2 Tidsdiff. - Setup'!O151=2,C151,\"\")","v":""},{"$f":"IF('9.2 Tidsdiff. - Setup'!O151=1,C151,\"\")","v":0},{"$f":"IF('9.2 Tidsdiff. - Setup'!P151=3,D151,\"\")","v":0},{"$f":"IF('9.2 Tidsdiff. - Setup'!P151=2,D151,\"\")","v":""},{"$f":"IF('9.2 Tidsdiff. - Setup'!P151=1,D151,\"\")","v":""},{"$f":"IF('9.2 Tidsdiff. - Setup'!Q151=3,E151,\"\")","v":""},{"$f":"IF('9.2 Tidsdiff. - Setup'!Q151=2,E151,\"\")","v":0},{"$f":"IF('9.2 Tidsdiff. - Setup'!Q151=1,E151,\"\")","v":""},{"$f":"IF('9.2 Tidsdiff. - Setup'!R151=3,F151,\"\")","v":0},{"$f":"IF('9.2 Tidsdiff. - Setup'!R151=2,F151,\"\")","v":""},{"$f":"IF('9.2 Tidsdiff. - Setup'!R151=1,F151,\"\")","v":""},0,0,0,0]
[null,19,0,0,0,0,null,19,{"$error":"#DIV/0!"},{"$f":"AVERAGEIFS(H$165:$H$8948,$C$165:$C$8948,$H152,$D$165:$D$8948,J$132,$E$165:$E$8948,I$131)","v":{"$error":"#DIV/0!"}},{"$error":"#DIV/0!"},{"$error":"#DIV/0!"},null,null,null,null,null,null,null,"18-19",{"$f":"IF('9.2 Tidsdiff. - Setup'!O152=3,C152,\"\")","v":""},{"$f":"IF('9.2 Tidsdiff. - Setup'!O152=2,C152,\"\")","v":""},{"$f":"IF('9.2 Tidsdiff. - Setup'!O152=1,C152,\"\")","v":0},{"$f":"IF('9.2 Tidsdiff. - Setup'!P152=3,D152,\"\")","v":0},{"$f":"IF('9.2 Tidsdiff. - Setup'!P152=2,D152,\"\")","v":""},{"$f":"IF('9.2 Tidsdiff. - Setup'!P152=1,D152,\"\")","v":""},{"$f":"IF('9.2 Tidsdiff. - Setup'!Q152=3,E152,\"\")","v":""},{"$f":"IF('9.2 Tidsdiff. - Setup'!Q152=2,E152,\"\")","v":0},{"$f":"IF('9.2 Tidsdiff. - Setup'!Q152=1,E152,\"\")","v":""},{"$f":"IF('9.2 Tidsdiff. - Setup'!R152=3,F152,\"\")","v":0},{"$f":"IF('9.2 Tidsdiff. - Setup'!R152=2,F152,\"\")","v":""},{"$f":"IF('9.2 Tidsdiff. - Setup'!R152=1,F152,\"\")","v":""},0,0,0,0]
[null,20,0,0,0,0,null,20,{"$error":"#DIV/0!"},{"$f":"AVERAGEIFS(H$165:$H$8948,$C$165:$C$8948,$H153,$D$165:$D$8948,J$132,$E$165:$E$8948,I$131)","v":{"$error":"#DIV/0!"}},{"$error":"#DIV/0!"},{"$error":"#DIV/0!"},null,null,null,null,null,null,null,"19-20",{"$f":"IF('9.2 Tidsdiff. - Setup'!O153=3,C153,\"\")","v":""},{"$f":"IF('9.2 Tidsdiff. - Setup'!O153=2,C153,\"\")","v":""},{"$f":"IF('9.2 Tidsdiff. - Setup'!O153=1,C153,\"\")","v":0},{"$f":"IF('9.2 Tidsdiff. - Setup'!P153=3,D153,\"\")","v":0},{"$f":"IF('9.2 Tidsdiff. - Setup'!P153=2,D153,\"\")","v":""},{"$f":"IF('9.2 Tidsdiff. - Setup'!P153=1,D153,\"\")","v":""},{"$f":"IF('9.2 Tidsdiff. - Setup'!Q153=3,E153,\"\")","v":""},{"$f":"IF('9.2 Tidsdiff. - Setup'!Q153=2,E153,\"\")","v":0},{"$f":"IF('9.2 Tidsdiff. - Setup'!Q153=1,E153,\"\")","v":""},{"$f":"IF('9.2 Tidsdiff. - Setup'!R153=3,F153,\"\")","v":0},{"$f":"IF('9.2 Tidsdiff. - Setup'!R153=2,F153,\"\")","v":""},{"$f":"IF('9.2 Tidsdiff. - Setup'!R153=1,F153,\"\")","v":""},0,0,0,0]
[null,21,0,0,0,0,null,21,{"$error":"#DIV/0!"},{"$f":"AVERAGEIFS(H$165:$H$8948,$C$165:$C$8948,$H154,$D$165:$D$8948,J$132,$E$165:$E$8948,I$131)","v":{"$error":"#DIV/0!"}},{"$error":"#DIV/0!"},{"$error":"#DIV/0!"},null,null,null,null,null,null,null,"20-21",{"$f":"IF('9.2 Tidsdiff. - Setup'!O154=3,C154,\"\")","v":""},{"$f":"IF('9.2 Tidsdiff. - Setup'!O154=2,C154,\"\")","v":0},{"$f":"IF('9.2 Tidsdiff. - Setup'!O154=1,C154,\"\")","v":""},{"$f":"IF('9.2 Tidsdiff. - Setup'!P154=3,D154,\"\")","v":0},{"$f":"IF('9.2 Tidsdiff. - Setup'!P154=2,D154,\"\")","v":""},{"$f":"IF('9.2 Tidsdiff. - Setup'!P154=1,D154,\"\")","v":""},{"$f":"IF('9.2 Tidsdiff. - Setup'!Q154=3,E154,\"\")","v":""},{"$f":"IF('9.2 Tidsdiff. - Setup'!Q154=2,E154,\"\")","v":0},{"$f":"IF('9.2 Tidsdiff. - Setup'!Q154=1,E154,\"\")","v":""},{"$f":"IF('9.2 Tidsdiff. - Setup'!R154=3,F154,\"\")","v":0},{"$f":"IF('9.2 Tidsdiff. - Setup'!R154=2,F154,\"\")","v":""},{"$f":"IF('9.2 Tidsdiff. - Setup'!R154=1,F154,\"\")","v":""},0,0,0,0]
[null,22,0,0,0,0,null,22,{"$error":"#DIV/0!"},{"$f":"AVERAGEIFS(H$165:$H$8948,$C$165:$C$8948,$H155,$D$165:$D$8948,J$132,$E$165:$E$8948,I$131)","v":{"$error":"#DIV/0!"}},{"$error":"#DIV/0!"},{"$error":"#DIV/0!"},null,null,null,null,null,null,null,"21-22",{"$f":"IF('9.2 Tidsdiff. - Setup'!O155=3,C155,\"\")","v":""},{"$f":"IF('9.2 Tidsdiff. - Setup'!O155=2,C155,\"\")","v":0},{"$f":"IF('9.2 Tidsdiff. - Setup'!O155=1,C155,\"\")","v":""},{"$f":"IF('9.2 Tidsdiff. - Setup'!P155=3,D155,\"\")","v":0},{"$f":"IF('9.2 Tidsdiff. - Setup'!P155=2,D155,\"\")","v":""},{"$f":"IF('9.2 Tidsdiff. - Setup'!P155=1,D155,\"\")","v":""},{"$f":"IF('9.2 Tidsdiff. - Setup'!Q155=3,E155,\"\")","v":""},{"$f":"IF('9.2 Tidsdiff. - Setup'!Q155=2,E155,\"\")","v":0},{"$f":"IF('9.2 Tidsdiff. - Setup'!Q155=1,E155,\"\")","v":""},{"$f":"IF('9.2 Tidsdiff. - Setup'!R155=3,F155,\"\")","v":0},{"$f":"IF('9.2 Tidsdiff. - Setup'!R155=2,F155,\"\")","v":""},{"$f":"IF('9.2 Tidsdiff. - Setup'!R155=1,F155,\"\")","v":""},0,0,0,0]
[null,23,0,0,0,0,null,23,{"$error":"#DIV/0!"},{"$f":"AVERAGEIFS(H$165:$H$8948,$C$165:$C$8948,$H156,$D$165:$D$8948,J$132,$E$165:$E$8948,I$131)","v":{"$error":"#DIV/0!"}},{"$error":"#DIV/0!"},{"$error":"#DIV/0!"},null,null,null,null,null,null,null,"22-23",{"$f":"IF('9.2 Tidsdiff. - Setup'!O156=3,C156,\"\")","v":""},{"$f":"IF('9.2 Tidsdiff. - Setup'!O156=2,C156,\"\")","v":0},{"$f":"IF('9.2 Tidsdiff. - Setup'!O156=1,C156,\"\")","v":""},{"$f":"IF('9.2 Tidsdiff. - Setup'!P156=3,D156,\"\")","v":0},{"$f":"IF('9.2 Tidsdiff. - Setup'!P156=2,D156,\"\")","v":""},{"$f":"IF('9.2 Tidsdiff. - Setup'!P156=1,D156,\"\")","v":""},{"$f":"IF('9.2 Tidsdiff. - Setup'!Q156=3,E156,\"\")","v":""},{"$f":"IF('9.2 Tidsdiff. - Setup'!Q156=2,E156,\"\")","v":0},{"$f":"IF('9.2 Tidsdiff. - Setup'!Q156=1,E156,\"\")","v":""},{"$f":"IF('9.2 Tidsdiff. - Setup'!R156=3,F156,\"\")","v":0},{"$f":"IF('9.2 Tidsdiff. - Setup'!R156=2,F156,\"\")","v":""},{"$f":"IF('9.2 Tidsdiff. - Setup'!R156=1,F156,\"\")","v":""},0,0,0,0]
[null,24,0,0,0,0,null,24,{"$error":"#DIV/0!"},{"$f":"AVERAGEIFS(H$165:$H$8948,$C$165:$C$8948,$H157,$D$165:$D$8948,J$132,$E$165:$E$8948,I$131)","v":{"$error":"#DIV/0!"}},{"$error":"#DIV/0!"},{"$error":"#DIV/0!"},null,null,null,null,null,null,null,"23-24",{"$f":"IF('9.2 Tidsdiff. - Setup'!O157=3,C157,\"\")","v":""},{"$f":"IF('9.2 Tidsdiff. - Setup'!O157=2,C157,\"\")","v":0},{"$f":"IF('9.2 Tidsdiff. - Setup'!O157=1,C157,\"\")","v":""},{"$f":"IF('9.2 Tidsdiff. - Setup'!P157=3,D157,\"\")","v":0},{"$f":"IF('9.2 Tidsdiff. - Setup'!P157=2,D157,\"\")","v":""},{"$f":"IF('9.2 Tidsdiff. - Setup'!P157=1,D157,\"\")","v":""},{"$f":"IF('9.2 Tidsdiff. - Setup'!Q157=3,E157,\"\")","v":0},{"$f":"IF('9.2 Tidsdiff. - Setup'!Q157=2,E157,\"\")","v":""},{"$f":"IF('9.2 Tidsdiff. - Setup'!Q157=1,E157,\"\")","v":""},{"$f":"IF('9.2 Tidsdiff. - Setup'!R157=3,F157,\"\")","v":0},{"$f":"IF('9.2 Tidsdiff. - Setup'!R157=2,F157,\"\")","v":""},{"$f":"IF('9.2 Tidsdiff. - Setup'!R157=1,F157,\"\")","v":""},0,0,0,0]
[null,null,null,null,null,null,null,null,null,null,null,null,null,null,null,null,null,null,null,"Sum",{"$f":"SUM(U134:U157)","v":0},{"$f":"SUM(V134:V157)","v":0},0,0,0,0,0,0,0,0,0,0,{"$f":"SUM(AG134:AG157)","v":0},{"$f":"SUM(AH134:AH157)","v":0},0,{"$f":"SUM(AJ134:AJ157)","v":0}]
[null,null,null,null,null,null,null,null,null,null,null,null,null,null,null,null,null,null,null,"%",{"$f":"U158/$AJ$158","v":{"$error":"#DIV/0!"}},{"$f":"V158/$AJ$158","v":{"$error":"#DIV/0!"}},{"$error":"#DIV/0!"},{"$error":"#DIV/0!"},{"$error":"#DIV/0!"},{"$error":"#DIV/0!"},{"$error":"#DIV/0!"},{"$error":"#DIV/0!"},{"$error":"#DIV/0!"},{"$error":"#DIV/0!"},{"$error":"#DIV/0!"},{"$error":"#DIV/0!"},{"$error":"#DIV/0!"},{"$error":"#DIV/0!"},{"$error":"#DIV/0!"},{"$error":"#DIV/0!"}]
[]
["Timedata, Brugerdata"]
[]
[null,"Tabel: T.9.3.18"]
[null,"Dato","Time","Dag","Periode","50 kV","10 kV","0,4 kV",null,null,null,"Auto - \"Dag\"","Auto - \"Periode\""]
[null,"2012-01-01",1,{"$f":"CHOOSE(WEEKDAY(B165,2),$L$165,$L$166,$L$167,$L$168,$L$169,$L$170,$L$171)","v":"Weekend"},{"$f":"IF(AND(M165>=4,M165<=9),\"Sommer\",\"Vinter\")","v":"Vinter"},null,null,null,null,null,null,"Hverdag",{"$f":"MONTH(B165)","v":1}]
[null,"2012-01-01",2,{"$f":"CHOOSE(WEEKDAY(B166,2),$L$165,$L$166,$L$167,$L$168,$L$169,$L$170,$L$171)","v":"Weekend"},{"$f":"IF(AND(M166>=4,M166<=9),\"Sommer\",\"Vinter\")","v":"Vinter"},null,null,null,null,null,null,"Hverdag",1]
[null,"2012-01-01",3,{"$f":"CHOOSE(WEEKDAY(B167,2),$L$165,$L$166,$L$167,$L$168,$L$169,$L$170,$L$171)","v":"Weekend"},{"$f":"IF(AND(M167>=4,M167<=9),\"Sommer\",\"Vinter\")","v":"Vinter"},null,null,null,null,null,null,"Hverdag",1]
[null,"2012-01-01",4,"Weekend","Vinter",null,null,null,null,null,null,"Hverdag",1]
[null,"2012-01-01",5,"Weekend","Vinter",null,null,null,null,null,null,"Hverdag",1]
[null,"2012-01-01",6,"Weekend","Vinter",null,null,null,null,null,null,"Weekend",1]
[null,"2012-01-01",7,"Weekend","Vinter",null,null,null,null,null,null,"Weekend",1]
[null,"2012-01-01",8,"Weekend","Vinter",null,null,null,null,null,null,null,1]
[null,"2012-01-01",9,"Weekend","Vinter",null,null,null,null,null,null,null,1]
[null,"2012-01-01",10,"Weekend","Vinter",null,null,null,null,null,null,null,1]
[null,"2012-01-01",11,"Weekend","Vinter",null,null,null,null,null,null,null,1]
[null,"2012-01-01",12,"Weekend","Vinter",null,null,null,null,null,null,null,1]
[null,"2012-01-01",13,"Weekend","Vinter",null,null,null,null,null,null,null,1]
[null,"2012-01-01",14,"Weekend","Vinter",null,null,null,null,null,null,null,1]
[null,"2012-01-01",15,"Weekend","Vinter",null,null,null,null,null,null,null,1]
[null,"2012-01-01",16,"Weekend","Vinter",null,null,null,null,null,null,null,1]
[null,"2012-01-01",17,"Weekend","Vinter",null,null,null,null,null,null,null,1]
[null,"2012-01-01",18,"Weekend","Vinter",null,null,null,null,null,null,null,1]
[null,"2012-01-01",19,"Weekend","Vinter",null,null,null,null,null,null,null,1]
[null,"2012-01-01",20,"Weekend","Vinter",null,null,null,null,null,null,null,1]
[null,"2012-01-01",21,"Weekend","Vinter",null,null,null,null,null,null,null,1]
[null,"2012-01-01",22,"Weekend","Vinter",null,null,null,null,null,null,null,1]
[null,"2012-01-01",23,"Weekend","Vinter",null,null,null,null,null,null,null,1]
[null,"2012-01-01",24,"Weekend","Vinter",null,null,null,null,null,null,null,1]
[null,"2012-01-02",1,"Hverdag","Vinter",null,null,null,null,null,null,null,1]
[null,"2012-01-02",2,"Hverdag","Vinter",null,null,null,null,null,null,null,1]
[null,"2012-01-02",3,"Hverdag","Vinter",null,null,null,null,null,null,null,1]
[null,"2012-01-02",4,"Hverdag","Vinter",null,null,null,null,null,null,null,1]
[null,"2012-01-02",5,"Hverdag","Vinter",null,null,null,null,null,null,null,1]
[null,"2012-01-02",6,"Hverdag","Vinter",null,null,null,null,null,null,null,1]
[null,"2012-01-02",7,"Hverdag","Vinter",null,null,null,null,null,null,null,1]
[null,"2012-01-02",8,"Hverdag","Vinter",null,null,null,null,null,null,null,1]
[null,"2012-01-02",9,"Hverdag","Vinter",null,null,null,null,null,null,null,1]
[null,"2012-01-02",10,"Hverdag","Vinter",null,null,null,null,null,null,null,1]
[null,"2012-01-02",11,"Hverdag","Vinter",null,null,null,null,null,null,null,1]
[null,"2012-01-02",12,"Hverdag","Vinter",null,null,null,null,null,null,null,1]
[null,"2012-01-02",13,"Hverdag","Vinter",null,null,null,null,null,null,null,1]
[null,"2012-01-02",14,"Hverdag","Vinter",null,null,null,null,null,null,null,1]
[null,"2012-01-02",15,"Hverdag","Vinter",null,null,null,null,null,null,null,1]
[null,"2012-01-02",16,"Hverdag","Vinter",null,null,null,null,null,null,null,1]
[null,"2012-01-02",17,"Hverdag","Vinter",null,null,null,null,null,null,null,1]
[null,"2012-01-02",18,"Hverdag","Vinter",null,null,null,null,null,null,null,1]
[null,"2012-01-02",19,"Hverdag","Vinter",null,null,null,null,null,null,null,1]
[null,"2012-01-02",20,"Hverdag","Vinter",null,null,null,null,null,null,null,1]
[null,"2012-01-02",21,"Hverdag","Vinter",null,null,null,null,null,null,null,1]
[null,"2012-01-02",22,"Hverdag","Vinter",null,null,null,null,null,null,null,1]
[null,"2012-01-02",23,"Hverdag","Vinter",null,null,null,null,null,null,null,1]
[null,"2012-01-02",24,"Hverdag","Vinter",null,null,null,null,null,null,null,1]
[null,"2012-01-03",1,"Hverdag","Vinter",null,null,null,null,null,null,null,1]
[null,"2012-01-03",2,"Hverdag","Vinter",null,null,null,null,null,null,null,1]
[null,"2012-01-03",3,"Hverdag","Vinter",null,null,null,null,null,null,null,1]
[null,"2012-01-03",4,"Hverdag","Vinter",null,null,null,null,null,null,null,1]
[null,"2012-01-03",5,"Hverdag","Vinter",null,null,null,null,null,null,null,1]
[null,"2012-01-03",6,"Hverdag","Vinter",null,null,null,null,null,null,null,1]
[null,"2012-01-03",7,"Hverdag","Vinter",null,null,null,null,null,null,null,1]
[null,"2012-01-03",8,"Hverdag","Vinter",null,null,null,null,null,null,null,1]
[null,"2012-01-03",9,"Hverdag","Vinter",null,null,null,null,null,null,null,1]
[null,"2012-01-03",10,"Hverdag","Vinter",null,null,null,null,null,null,null,1]
[null,"2012-01-03",11,"Hverdag","Vinter",null,null,null,null,null,null,null,1]
[null,"2012-01-03",12,"Hverdag","Vinter",null,null,null,null,null,null,null,1]
[null,"2012-01-03",13,"Hverdag","Vinter",null,null,null,null,null,null,null,1]
[null,"2012-01-03",14,"Hverdag","Vinter",null,null,null,null,null,null,null,1]
[null,"2012-01-03",15,"Hverdag","Vinter",null,null,null,null,null,null,null,1]
[null,"2012-01-03",16,"Hverdag","Vinter",null,null,null,null,null,null,null,1]
[null,"2012-01-03",17,"Hverdag","Vinter",null,null,null,null,null,null,null,{"$f":"MONTH(B229)","v":1}]
[null,"2012-01-03",18,"Hverdag","Vinter",null,null,null,null,null,null,null,1]
[null,"2012-01-03",19,{"$f":"CHOOSE(WEEKDAY(B231,2),$L$165,$L$166,$L$167,$L$168,$L$169,$L$170,$L$171)","v":"Hverdag"},{"$f":"IF(AND(M231>=4,M231<=9),\"Sommer\",\"Vinter\")","v":"Vinter"},null,null,null,null,null,null,null,1]
[null,"2012-01-03",20,"Hverdag","Vinter",null,null,null,null,null,null,null,1]
[null,"2012-01-03",21,"Hverdag","Vinter",null,null,null,null,null,null,null,1]
[null,"2012-01-03",22,"Hverdag","Vinter",null,null,null,null,null,null,null,1]
[null,"2012-01-03",23,"Hverdag","Vinter",null,null,null,null,null,null,null,1]
[null,"2012-01-03",24,"Hverdag","Vinter",null,null,null,null,null,null,null,1]
[null,"2012-01-04",1,"Hverdag","Vinter",null,null,null,null,null,null,null,1]
[null,"2012-01-04",2,"Hverdag","Vinter",null,null,null,null,null,null,null,1]
[null,"2012-01-04",3,"Hverdag","Vinter",null,null,null,null,null,null,null,1]
[null,"2012-01-04",4,"Hverdag","Vinter",null,null,null,null,null,null,null,1]
[null,"2012-01-04",5,"Hverdag","Vinter",null,null,null,null,null,null,null,1]
[null,"2012-01-04",6,"Hverdag","Vinter",null,null,null,null,null,null,null,1]
[null,"2012-01-04",7,"Hverdag","Vinter",null,null,null,null,null,null,null,1]
[null,"2012-01-04",8,"Hverdag","Vinter",null,null,null,null,null,null,null,1]
[null,"2012-01-04",9,"Hverdag","Vinter",null,null,null,null,null,null,null,1]
[null,"2012-01-04",10,"Hverdag","Vinter",null,null,null,null,null,null,null,1]
[null,"2012-01-04",11,"Hverdag","Vinter",null,null,null,null,null,null,null,1]
[null,"2012-01-04",12,"Hverdag","Vinter",null,null,null,null,null,null,null,1]
[null,"2012-01-04",13,"Hverdag","Vinter",null,null,null,null,null,null,null,1]
[null,"2012-01-04",14,"Hverdag","Vinter",null,null,null,null,null,null,null,1]
[null,"2012-01-04",15,"Hverdag","Vinter",null,null,null,null,null,null,null,1]
[null,"2012-01-04",16,"Hverdag","Vinter",null,null,null,null,null,null,null,1]
[null,"2012-01-04",17,"Hverdag","Vinter",null,null,null,null,null,null,null,1]
[null,"2012-01-04",18,"Hverdag","Vinter",null,null,null,null,null,null,null,1]
[null,"2012-01-04",19,"Hverdag","Vinter",null,null,null,null,null,null,null,1]
[null,"2012-01-04",20,"Hverdag","Vinter",null,null,null,null,null,null,null,1]
[null,"2012-01-04",21,"Hverdag","Vinter",null,null,null,null,null,null,null,1]
[null,"2012-01-04",22,"Hverdag","Vinter",null,null,null,null,null,null,null,1]
[null,"2012-01-04",23,"Hverdag","Vinter",null,null,null,null,null,null,null,1]
[null,"2012-01-04",24,"Hverdag","Vinter",null,null,null,null,null,null,null,1]
[null,"2012-01-05",1,"Hverdag","Vinter",null,null,null,null,null,null,null,1]
[null,"2012-01-05",2,"Hverdag","Vinter",null,null,null,null,null,null,null,1]
[null,"2012-01-05",3,"Hverdag","Vinter",null,null,null,null,null,null,null,1]
[null,"2012-01-05",4,"Hverdag","Vinter",null,null,null,null,null,null,null,1]
[null,"2012-01-05",5,"Hverdag","Vinter",null,null,null,null,null,null,null,1]
[null,"2012-01-05",6,"Hverdag","Vinter",null,null,null,null,null,null,null,1]
[null,"2012-01-05",7,"Hverdag","Vinter",null,null,null,null,null,null,null,1]
[null,"2012-01-05",8,"Hverdag","Vinter",null,null,null,null,null,null,null,1]
[null,"2012-01-05",9,"Hverdag","Vinter",null,null,null,null,null,null,null,1]
[null,"2012-01-05",10,"Hverdag","Vinter",null,null,null,null,null,null,null,1]
[null,"2012-01-05",11,"Hverdag","Vinter",null,null,null,null,null,null,null,1]
[null,"2012-01-05",12,"Hverdag","Vinter",null,null,null,null,null,null,null,1]
[null,"2012-01-05",13,"Hverdag","Vinter",null,null,null,null,null,null,null,1]
[null,"2012-01-05",14,"Hverdag","Vinter",null,null,null,null,null,null,null,1]
[null,"2012-01-05",15,"Hverdag","Vinter",null,null,null,null,null,null,null,1]
[null,"2012-01-05",16,"Hverdag","Vinter",null,null,null,null,null,null,null,1]
[null,"2012-01-05",17,"Hverdag","Vinter",null,null,null,null,null,null,null,1]
[null,"2012-01-05",18,"Hverdag","Vinter",null,null,null,null,null,null,null,1]
[null,"2012-01-05",19,"Hverdag","Vinter",null,null,null,null,null,null,null,1]
[null,"2012-01-05",20,"Hverdag","Vinter",null,null,null,null,null,null,null,1]
[null,"2012-01-05",21,"Hverdag","Vinter",null,null,null,null,null,null,null,1]
[null,"2012-01-05",22,"Hverdag","Vinter",null,null,null,null,null,null,null,1]
[null,"2012-01-05",23,"Hverdag","Vinter",null,null,null,null,null,null,null,1]
[null,"2012-01-05",24,"Hverdag","Vinter",null,null,null,null,null,null,null,1]
[null,"2012-01-06",1,"Hverdag","Vinter",null,null,null,null,null,null,null,1]
[null,"2012-01-06",2,"Hverdag","Vinter",null,null,null,null,null,null,null,1]
[null,"2012-01-06",3,"Hverdag","Vinter",null,null,null,null,null,null,null,1]
[null,"2012-01-06",4,"Hverdag","Vinter",null,null,null,null,null,null,null,1]
[null,"2012-01-06",5,"Hverdag","Vinter",null,null,null,null,null,null,null,1]
[null,"2012-01-06",6,"Hverdag","Vinter",null,null,null,null,null,null,null,1]
[null,"2012-01-06",7,"Hverdag","Vinter",null,null,null,null,null,null,null,1]
[null,"2012-01-06",8,"Hverdag","Vinter",null,null,null,null,null,null,null,1]
[null,"2012-01-06",9,"Hverdag","Vinter",null,null,null,null,null,null,null,{"$f":"MONTH(B293)","v":1}]
[null,"2012-01-06",10,"Hverdag","Vinter",null,null,null,null,null,null,null,1]
[null,"2012-01-06",11,{"$f":"CHOOSE(WEEKDAY(B295,2),$L$165,$L$166,$L$167,$L$168,$L$169,$L$170,$L$171)","v":"Hverdag"},{"$f":"IF(AND(M295>=4,M295<=9),\"Sommer\",\"Vinter\")","v":"Vinter"},null,null,null,null,null,null,null,1]
[null,"2012-01-06",12,"Hverdag","Vinter",null,null,null,null,null,null,null,1]
[null,"2012-01-06",13,"Hverdag","Vinter",null,null,null,null,null,null,null,1]
[null,"2012-01-06",14,"Hverdag","Vinter",null,null,null,null,null,null,null,1]
[null,"2012-01-06",15,"Hverdag","Vinter",null,null,null,null,null,null,null,1]
[null,"2012-01-06",16,"Hverdag","Vinter",null,null,null,null,null,null,null,1]
[null,"2012-01-06",17,"Hverdag","Vinter",null,null,null,null,null,null,null,1]
[null,"2012-01-06",18,"Hverdag","Vinter",null,null,null,null,null,null,null,1]
[null,"2012-01-06",19,"Hverdag","Vinter",null,null,null,null,null,null,null,1]
[null,"2012-01-06",20,"Hverdag","Vinter",null,null,null,null,null,null,null,1]
[null,"2012-01-06",21,"Hverdag","Vinter",null,null,null,null,null,null,null,1]
[null,"2012-01-06",22,"Hverdag","Vinter",null,null,null,null,null,null,null,1]
[null,"2012-01-06",23,"Hverdag","Vinter",null,null,null,null,null,null,null,1]
[null,"2012-01-06",24,"Hverdag","Vinter",null,null,null,null,null,null,null,1]
[null,"2012-01-07",1,"Weekend","Vinter",null,null,null,null,null,null,null,1]
[null,"2012-01-07",2,"Weekend","Vinter",null,null,null,null,null,null,null,1]
[null,"2012-01-07",3,"Weekend","Vinter",null,null,null,null,null,null,null,1]
[null,"2012-01-07",4,"Weekend","Vinter",null,null,null,null,null,null,null,1]
[null,"2012-01-07",5,"Weekend","Vinter",null,null,null,null,null,null,null,1]
[null,"2012-01-07",6,"Weekend","Vinter",null,null,null,null,null,null,null,1]
[null,"2012-01-07",7,"Weekend","Vinter",null,null,null,null,null,null,null,1]
[null,"2012-01-07",8,"Weekend","Vinter",null,null,null,null,null,null,null,1]
[null,"2012-01-07",9,"Weekend","Vinter",null,null,null,null,null,null,null,1]
[null,"2012-01-07",10,"Weekend","Vinter",null,null,null,null,null,null,null,1]
[null,"2012-01-07",11,"Weekend","Vinter",null,null,null,null,null,null,null,1]
[null,"2012-01-07",12,"Weekend","Vinter",null,null,null,null,null,null,null,1]
[null,"2012-01-07",13,"Weekend","Vinter",null,null,null,null,null,null,null,1]
[null,"2012-01-07",14,"Weekend","Vinter",null,null,null,null,null,null,null,1]
[null,"2012-01-07",15,"Weekend","Vinter",null,null,null,null,null,null,null,1]
[null,"2012-01-07",16,"Weekend","Vinter",null,null,null,null,null,null,null,1]
[null,"2012-01-07",17,"Weekend","Vinter",null,null,null,null,null,null,null,1]
[null,"2012-01-07",18,"Weekend","Vinter",null,null,null,null,null,null,null,1]
[null,"2012-01-07",19,"Weekend","Vinter",null,null,null,null,null,null,null,1]
[null,"2012-01-07",20,"Weekend","Vinter",null,null,null,null,null,null,null,1]
[null,"2012-01-07",21,"Weekend","Vinter",null,null,null,null,null,null,null,1]
[null,"2012-01-07",22,"Weekend","Vinter",null,null,null,null,null,null,null,1]
[null,"2012-01-07",23,"Weekend","Vinter",null,null,null,null,null,null,null,1]
[null,"2012-01-07",24,"Weekend","Vinter",null,null,null,null,null,null,null,1]
[null,"2012-01-08",1,"Weekend","Vinter",null,null,null,null,null,null,null,1]
[null,"2012-01-08",2,"Weekend","Vinter",null,null,null,null,null,null,null,1]
[null,"2012-01-08",3,"Weekend","Vinter",null,null,null,null,null,null,null,1]
[null,"2012-01-08",4,"Weekend","Vinter",null,null,null,null,null,null,null,1]
[null,"2012-01-08",5,"Weekend","Vinter",null,null,null,null,null,null,null,1]
[null,"2012-01-08",6,"Weekend","Vinter",null,null,null,null,null,null,null,1]
[null,"2012-01-08",7,"Weekend","Vinter",null,null,null,null,null,null,null,1]
[null,"2012-01-08",8,"Weekend","Vinter",null,null,null,null,null,null,null,1]
[null,"2012-01-08",9,"Weekend","Vinter",null,null,null,null,null,null,null,1]
[null,"2012-01-08",10,"Weekend","Vinter",null,null,null,null,null,null,null,1]
[null,"2012-01-08",11,"Weekend","Vinter",null,null,null,null,null,null,null,1]
[null,"2012-01-08",12,"Weekend","Vinter",null,null,null,null,null,null,null,1]
[null,"2012-01-08",13,"Weekend","Vinter",null,null,null,null,null,null,null,1]
[null,"2012-01-08",14,"Weekend","Vinter",null,null,null,null,null,null,null,1]
[null,"2012-01-08",15,"Weekend","Vinter",null,null,null,null,null,null,null,1]
[null,"2012-01-08",16,"Weekend","Vinter",null,null,null,null,null,null,null,1]
[null,"2012-01-08",17,"Weekend","Vinter",null,null,null,null,null,null,null,1]
[null,"2012-01-08",18,"Weekend","Vinter",null,null,null,null,null,null,null,1]
[null,"2012-01-08",19,"Weekend","Vinter",null,null,null,null,null,null,null,1]
[null,"2012-01-08",20,"Weekend","Vinter",null,null,null,null,null,null,null,1]
[null,"2012-01-08",21,"Weekend","Vinter",null,null,null,null,null,null,null,1]
[null,"2012-01-08",22,"Weekend","Vinter",null,null,null,null,null,null,null,1]
[null,"2012-01-08",23,"Weekend","Vinter",null,null,null,null,null,null,null,1]
[null,"2012-01-08",24,"Weekend","Vinter",null,null,null,null,null,null,null,1]
[null,"2012-01-09",1,"Hverdag","Vinter",null,null,null,null,null,null,null,{"$f":"MONTH(B357)","v":1}]
[null,"2012-01-09",2,"Hverdag","Vinter",null,null,null,null,null,null,null,1]
[null,"2012-01-09",3,{"$f":"CHOOSE(WEEKDAY(B359,2),$L$165,$L$166,$L$167,$L$168,$L$169,$L$170,$L$171)","v":"Hverdag"},{"$f":"IF(AND(M359>=4,M359<=9),\"Sommer\",\"Vinter\")","v":"Vinter"},null,null,null,null,null,null,null,1]
[null,"2012-01-09",4,"Hverdag","Vinter",null,null,null,null,null,null,null,1]
[null,"2012-01-09",5,"Hverdag","Vinter",null,null,null,null,null,null,null,1]
[null,"2012-01-09",6,"Hverdag","Vinter",null,null,null,null,null,null,null,1]
[null,"2012-01-09",7,"Hverdag","Vinter",null,null,null,null,null,null,null,1]
[null,"2012-01-09",8,"Hverdag","Vinter",null,null,null,null,null,null,null,1]
[null,"2012-01-09",9,"Hverdag","Vinter",null,null,null,null,null,null,null,1]
[null,"2012-01-09",10,"Hverdag","Vinter",null,null,null,null,null,null,null,1]
[null,"2012-01-09",11,"Hverdag","Vinter",null,null,null,null,null,null,null,1]
[null,"2012-01-09",12,"Hverdag","Vinter",null,null,null,null,null,null,null,1]
[null,"2012-01-09",13,"Hverdag","Vinter",null,null,null,null,null,null,null,1]
[null,"2012-01-09",14,"Hverdag","Vinter",null,null,null,null,null,null,null,1]
[null,"2012-01-09",15,"Hverdag","Vinter",null,null,null,null,null,null,null,1]
[null,"2012-01-09",16,"Hverdag","Vinter",null,null,null,null,null,null,null,1]
[null,"2012-01-09",17,"Hverdag","Vinter",null,null,null,null,null,null,null,1]
[null,"2012-01-09",18,"Hverdag","Vinter",null,null,null,null,null,null,null,1]
[null,"2012-01-09",19,"Hverdag","Vinter",null,null,null,null,null,null,null,1]
[null,"2012-01-09",20,"Hverdag","Vinter",null,null,null,null,null,null,null,1]
[null,"2012-01-09",21,"Hverdag","Vinter",null,null,null,null,null,null,null,1]
[null,"2012-01-09",22,"Hverdag","Vinter",null,null,null,null,null,null,null,1]
[null,"2012-01-09",23,"Hverdag","Vinter",null,null,null,null,null,null,null,1]
[null,"2012-01-09",24,"Hverdag","Vinter",null,null,null,null,null,null,null,1]
[null,"2012-01-10",1,"Hverdag","Vinter",null,null,null,null,null,null,null,1]
[null,"2012-01-10",2,"Hverdag","Vinter",null,null,null,null,null,null,null,1]
[null,"2012-01-10",3,"Hverdag","Vinter",null,null,null,null,null,null,null,1]
[null,"2012-01-10",4,"Hverdag","Vinter",null,null,null,null,null,null,null,1]
[null,"2012-01-10",5,"Hverdag","Vinter",null,null,null,null,null,null,null,1]
[null,"2012-01-10",6,"Hverdag","Vinter",null,null,null,null,null,null,null,1]
[null,"2012-01-10",7,"Hverdag","Vinter",null,null,null,null,null,null,null,1]
[null,"2012-01-10",8,"Hverdag","Vinter",null,null,null,null,null,null,null,1]
[null,"2012-01-10",9,"Hverdag","Vinter",null,null,null,null,null,null,null,1]
[null,"2012-01-10",10,"Hverdag","Vinter",null,null,null,null,null,null,null,1]
[null,"2012-01-10",11,"Hverdag","Vinter",null,null,null,null,null,null,null,1]
[null,"2012-01-10",12,"Hverdag","Vinter",null,null,null,null,null,null,null,1]
[null,"2012-01-10",13,"Hverdag","Vinter",null,null,null,null,null,null,null,1]
[null,"2012-01-10",14,"Hverdag","Vinter",null,null,null,null,null,null,null,1]
[null,"2012-01-10",15,"Hverdag","Vinter",null,null,null,null,null,null,null,1]
[null,"2012-01-10",16,"Hverdag","Vinter",null,null,null,null,null,null,null,1]
[null,"2012-01-10",17,"Hverdag","Vinter",null,null,null,null,null,null,null,1]
[null,"2012-01-10",18,"Hverdag","Vinter",null,null,null,null,null,null,null,1]
[null,"2012-01-10",19,"Hverdag","Vinter",null,null,null,null,null,null,null,1]
[null,"2012-01-10",20,"Hverdag","Vinter",null,null,null,null,null,null,null,1]
[null,"2012-01-10",21,"Hverdag","Vinter",null,null,null,null,null,null,null,1]
[null,"2012-01-10",22,"Hverdag","Vinter",null,null,null,null,null,null,null,1]
[null,"2012-01-10",23,"Hverdag","Vinter",null,null,null,null,null,null,null,1]
[null,"2012-01-10",24,"Hverdag","Vinter",null,null,null,null,null,null,null,1]
[null,"2012-01-11",1,"Hverdag","Vinter",null,null,null,null,null,null,null,1]
[null,"2012-01-11",2,"Hverdag","Vinter",null,null,null,null,null,null,null,1]
[null,"2012-01-11",3,"Hverdag","Vinter",null,null,null,null,null,null,null,1]
[null,"2012-01-11",4,"Hverdag","Vinter",null,null,null,null,null,null,null,1]
[null,"2012-01-11",5,"Hverdag","Vinter",null,null,null,null,null,null,null,1]
[null,"2012-01-11",6,"Hverdag","Vinter",null,null,null,null,null,null,null,1]
[null,"2012-01-11",7,"Hverdag","Vinter",null,null,null,null,null,null,null,1]
[null,"2012-01-11",8,"Hverdag","Vinter",null,null,null,null,null,null,null,1]
[null,"2012-01-11",9,"Hverdag","Vinter",null,null,null,null,null,null,null,1]
[null,"2012-01-11",10,"Hverdag","Vinter",null,null,null,null,null,null,null,1]
[null,"2012-01-11",11,"Hverdag","Vinter",null,null,null,null,null,null,null,1]
[null,"2012-01-11",12,"Hverdag","Vinter",null,null,null,null,null,null,null,1]
[null,"2012-01-11",13,"Hverdag","Vinter",null,null,null,null,null,null,null,1]
[null,"2012-01-11",14,"Hverdag","Vinter",null,null,null,null,null,null,null,1]
[null,"2012-01-11",15,"Hverdag","Vinter",null,null,null,null,null,null,null,1]
[null,"2012-01-11",16,"Hverdag","Vinter",null,null,null,null,null,null,null,1]
[null,"2012-01-11",17,"Hverdag","Vinter",null,null,null,null,null,null,null,{"$f":"MONTH(B421)","v":1}]
[null,"2012-01-11",18,"Hverdag","Vinter",null,null,null,null,null,null,null,1]
[null,"2012-01-11",19,{"$f":"CHOOSE(WEEKDAY(B423,2),$L$165,$L$166,$L$167,$L$168,$L$169,$L$170,$L$171)","v":"Hverdag"},{"$f":"IF(AND(M423>=4,M423<=9),\"Sommer\",\"Vinter\")","v":"Vinter"},null,null,null,null,null,null,null,1]
[null,"2012-01-11",20,"Hverdag","Vinter",null,null,null,null,null,null,null,1]
[null,"2012-01-11",21,"Hverdag","Vinter",null,null,null,null,null,null,null,1]
[null,"2012-01-11",22,"Hverdag","Vinter",null,null,null,null,null,null,null,1]
[null,"2012-01-11",23,"Hverdag","Vinter",null,null,null,null,null,null,null,1]
[null,"2012-01-11",24,"Hverdag","Vinter",null,null,null,null,null,null,null,1]
[null,"2012-01-12",1,"Hverdag","Vinter",null,null,null,null,null,null,null,1]
[null,"2012-01-12",2,"Hverdag","Vinter",null,null,null,null,null,null,null,1]
[null,"2012-01-12",3,"Hverdag","Vinter",null,null,null,null,null,null,null,1]
[null,"2012-01-12",4,"Hverdag","Vinter",null,null,null,null,null,null,null,1]
[null,"2012-01-12",5,"Hverdag","Vinter",null,null,null,null,null,null,null,1]
[null,"2012-01-12",6,"Hverdag","Vinter",null,null,null,null,null,null,null,1]
[null,"2012-01-12",7,"Hverdag","Vinter",null,null,null,null,null,null,null,1]
[null,"2012-01-12",8,"Hverdag","Vinter",null,null,null,null,null,null,null,1]
[null,"2012-01-12",9,"Hverdag","Vinter",null,null,null,null,null,null,null,1]
[null,"2012-01-12",10,"Hverdag","Vinter",null,null,null,null,null,null,null,1]
[null,"2012-01-12",11,"Hverdag","Vinter",null,null,null,null,null,null,null,1]
[null,"2012-01-12",12,"Hverdag","Vinter",null,null,null,null,null,null,null,1]
[null,"2012-01-12",13,"Hverdag","Vinter",null,null,null,null,null,null,null,1]
[null,"2012-01-12",14,"Hverdag","Vinter",null,null,null,null,null,null,null,1]
[null,"2012-01-12",15,"Hverdag","Vinter",null,null,null,null,null,null,null,1]
[null,"2012-01-12",16,"Hverdag","Vinter",null,null,null,null,null,null,null,1]
[null,"2012-01-12",17,"Hverdag","Vinter",null,null,null,null,null,null,null,1]
[null,"2012-01-12",18,"Hverdag","Vinter",null,null,null,null,null,null,null,1]
[null,"2012-01-12",19,"Hverdag","Vinter",null,null,null,null,null,null,null,1]
[null,"2012-01-12",20,"Hverdag","Vinter",null,null,null,null,null,null,null,1]
[null,"2012-01-12",21,"Hverdag","Vinter",null,null,null,null,null,null,null,1]
[null,"2012-01-12",22,"Hverdag","Vinter",null,null,null,null,null,null,null,1]
[null,"2012-01-12",23,"Hverdag","Vinter",null,null,null,null,null,null,null,1]
[null,"2012-01-12",24,"Hverdag","Vinter",null,null,null,null,null,null,null,1]
[null,"2012-01-13",1,"Hverdag","Vinter",null,null,null,null,null,null,null,1]
[null,"2012-01-13",2,"Hverdag","Vinter",null,null,null,null,null,null,null,1]
[null,"2012-01-13",3,"Hverdag","Vinter",null,null,null,null,null,null,null,1]
[null,"2012-01-13",4,"Hverdag","Vinter",null,null,null,null,null,null,null,1]
[null,"2012-01-13",5,"Hverdag","Vinter",null,null,null,null,null,null,null,1]
[null,"2012-01-13",6,"Hverdag","Vinter",null,null,null,null,null,null,null,1]
[null,"2012-01-13",7,"Hverdag","Vinter",null,null,null,null,null,null,null,1]
[null,"2012-01-13",8,"Hverdag","Vinter",null,null,null,null,null,null,null,1]
[null,"2012-01-13",9,"Hverdag","Vinter",null,null,null,null,null,null,null,1]
[null,"2012-01-13",10,"Hverdag","Vinter",null,null,null,null,null,null,null,1]
[null,"2012-01-13",11,"Hverdag","Vinter",null,null,null,null,null,null,null,1]
[null,"2012-01-13",12,"Hverdag","Vinter",null,null,null,null,null,null,null,1]
[null,"2012-01-13",13,"Hverdag","Vinter",null,null,null,null,null,null,null,1]
[null,"2012-01-13",14,"Hverdag","Vinter",null,null,null,null,null,null,null,1]
[null,"2012-01-13",15,"Hverdag","Vinter",null,null,null,null,null,null,null,1]
[null,"2012-01-13",16,"Hverdag","Vinter",null,null,null,null,null,null,null,1]
[null,"2012-01-13",17,"Hverdag","Vinter",null,null,null,null,null,null,null,1]
[null,"2012-01-13",18,"Hverdag","Vinter",null,null,null,null,null,null,null,1]
[null,"2012-01-13",19,"Hverdag","Vinter",null,null,null,null,null,null,null,1]
[null,"2012-01-13",20,"Hverdag","Vinter",null,null,null,null,null,null,null,1]
[null,"2012-01-13",21,"Hverdag","Vinter",null,null,null,null,null,null,null,1]
[null,"2012-01-13",22,"Hverdag","Vinter",null,null,null,null,null,null,null,1]
[null,"2012-01-13",23,"Hverdag","Vinter",null,null,null,null,null,null,null,1]
[null,"2012-01-13",24,"Hverdag","Vinter",null,null,null,null,null,null,null,1]
[null,"2012-01-14",1,"Weekend","Vinter",null,null,null,null,null,null,null,1]
[null,"2012-01-14",2,"Weekend","Vinter",null,null,null,null,null,null,null,1]
[null,"2012-01-14",3,"Weekend","Vinter",null,null,null,null,null,null,null,1]
[null,"2012-01-14",4,"Weekend","Vinter",null,null,null,null,null,null,null,1]
[null,"2012-01-14",5,"Weekend","Vinter",null,null,null,null,null,null,null,1]
[null,"2012-01-14",6,"Weekend","Vinter",null,null,null,null,null,null,null,1]
[null,"2012-01-14",7,"Weekend","Vinter",null,null,null,null,null,null,null,1]
[null,"2012-01-14",8,"Weekend","Vinter",null,null,null,null,null,null,null,1]
[null,"2012-01-14",9,"Weekend","Vinter",null,null,null,null,null,null,null,{"$f":"MONTH(B485)","v":1}]
[null,"2012-01-14",10,"Weekend","Vinter",null,null,null,null,null,null,null,1]
[null,"2012-01-14",11,{"$f":"CHOOSE(WEEKDAY(B487,2),$L$165,$L$166,$L$167,$L$168,$L$169,$L$170,$L$171)","v":"Weekend"},{"$f":"IF(AND(M487>=4,M487<=9),\"Sommer\",\"Vinter\")","v":"Vinter"},null,null,null,null,null,null,null,1]
[null,"2012-01-14",12,"Weekend","Vinter",null,null,null,null,null,null,null,1]
[null,"2012-01-14",13,"Weekend","Vinter",null,null,null,null,null,null,null,1]
[null,"2012-01-14",14,"Weekend","Vinter",null,null,null,null,null,null,null,1]
[null,"2012-01-14",15,"Weekend","Vinter",null,null,null,null,null,null,null,1]
[null,"2012-01-14",16,"Weekend","Vinter",null,null,null,null,null,null,null,1]
[null,"2012-01-14",17,"Weekend","Vinter",null,null,null,null,null,null,null,1]
[null,"2012-01-14",18,"Weekend","Vinter",null,null,null,null,null,null,null,1]
[null,"2012-01-14",19,"Weekend","Vinter",null,null,null,null,null,null,null,1]
[null,"2012-01-14",20,"Weekend","Vinter",null,null,null,null,null,null,null,1]
[null,"2012-01-14",21,"Weekend","Vinter",null,null,null,null,null,null,null,1]
[null,"2012-01-14",22,"Weekend","Vinter",null,null,null,null,null,null,null,1]
[null,"2012-01-14",23,"Weekend","Vinter",null,null,null,null,null,null,null,1]
[null,"2012-01-14",24,"Weekend","Vinter",null,null,null,null,null,null,null,1]
[null,"2012-01-15",1,"Weekend","Vinter",null,null,null,null,null,null,null,1]
[null,"2012-01-15",2,"Weekend","Vinter",null,null,null,null,null,null,null,1]
[null,"2012-01-15",3,"Weekend","Vinter",null,null,null,null,null,null,null,1]
[null,"2012-01-15",4,"Weekend","Vinter",null,null,null,null,null,null,null,1]
[null,"2012-01-15",5,"Weekend","Vinter",null,null,null,null,null,null,null,1]
[null,"2012-01-15",6,"Weekend","Vinter",null,null,null,null,null,null,null,1]
[null,"2012-01-15",7,"Weekend","Vinter",null,null,null,null,null,null,null,1]
[null,"2012-01-15",8,"Weekend","Vinter",null,null,null,null,null,null,null,1]
[null,"2012-01-15",9,"Weekend","Vinter",null,null,null,null,null,null,null,1]
[null,"2012-01-15",10,"Weekend","Vinter",null,null,null,null,null,null,null,1]
[null,"2012-01-15",11,"Weekend","Vinter",null,null,null,null,null,null,null,1]
[null,"2012-01-15",12,"Weekend","Vinter",null,null,null,null,null,null,null,1]
[null,"2012-01-15",13,"Weekend","Vinter",null,null,null,null,null,null,null,1]
[null,"2012-01-15",14,"Weekend","Vinter",null,null,null,null,null,null,null,1]
[null,"2012-01-15",15,"Weekend","Vinter",null,null,null,null,null,null,null,1]
[null,"2012-01-15",16,"Weekend","Vinter",null,null,null,null,null,null,null,1]
[null,"2012-01-15",17,"Weekend","Vinter",null,null,null,null,null,null,null,1]
[null,"2012-01-15",18,"Weekend","Vinter",null,null,null,null,null,null,null,1]
[null,"2012-01-15",19,"Weekend","Vinter",null,null,null,null,null,null,null,1]
[null,"2012-01-15",20,"Weekend","Vinter",null,null,null,null,null,null,null,1]
[null,"2012-01-15",21,"Weekend","Vinter",null,null,null,null,null,null,null,1]
[null,"2012-01-15",22,"Weekend","Vinter",null,null,null,null,null,null,null,1]
[null,"2012-01-15",23,"Weekend","Vinter",null,null,null,null,null,null,null,1]
[null,"2012-01-15",24,"Weekend","Vinter",null,null,null,null,null,null,null,1]
[null,"2012-01-16",1,"Hverdag","Vinter",null,null,null,null,null,null,null,1]
[null,"2012-01-16",2,"Hverdag","Vinter",null,null,null,null,null,null,null,1]
[null,"2012-01-16",3,"Hverdag","Vinter",null,null,null,null,null,null,null,1]
[null,"2012-01-16",4,"Hverdag","Vinter",null,null,null,null,null,null,null,1]
[null,"2012-01-16",5,"Hverdag","Vinter",null,null,null,null,null,null,null,1]
[null,"2012-01-16",6,"Hverdag","Vinter",null,null,null,null,null,null,null,1]
[null,"2012-01-16",7,"Hverdag","Vinter",null,null,null,null,null,null,null,1]
[null,"2012-01-16",8,"Hverdag","Vinter",null,null,null,null,null,null,null,1]
[null,"2012-01-16",9,"Hverdag","Vinter",null,null,null,null,null,null,null,1]
[null,"2012-01-16",10,"Hverdag","Vinter",null,null,null,null,null,null,null,1]
[null,"2012-01-16",11,"Hverdag","Vinter",null,null,null,null,null,null,null,1]
[null,"2012-01-16",12,"Hverdag","Vinter",null,null,null,null,null,null,null,1]
[null,"2012-01-16",13,"Hverdag","Vinter",null,null,null,null,null,null,null,1]
[null,"2012-01-16",14,"Hverdag","Vinter",null,null,null,null,null,null,null,1]
[null,"2012-01-16",15,"Hverdag","Vinter",null,null,null,null,null,null,null,1]
[null,"2012-01-16",16,"Hverdag","Vinter",null,null,null,null,null,null,null,1]
[null,"2012-01-16",17,"Hverdag","Vinter",null,null,null,null,null,null,null,1]
[null,"2012-01-16",18,"Hverdag","Vinter",null,null,null,null,null,null,null,1]
[null,"2012-01-16",19,"Hverdag","Vinter",null,null,null,null,null,null,null,1]
[null,"2012-01-16",20,"Hverdag","Vinter",null,null,null,null,null,null,null,1]
[null,"2012-01-16",21,"Hverdag","Vinter",null,null,null,null,null,null,null,1]
[null,"2012-01-16",22,"Hverdag","Vinter",null,null,null,null,null,null,null,1]
[null,"2012-01-16",23,"Hverdag","Vinter",null,null,null,null,null,null,null,1]
[null,"2012-01-16",24,"Hverdag","Vinter",null,null,null,null,null,null,null,1]
[null,"2012-01-17",1,"Hverdag","Vinter",null,null,null,null,null,null,null,{"$f":"MONTH(B549)","v":1}]
[null,"2012-01-17",2,"Hverdag","Vinter",null,null,null,null,null,null,null,1]
[null,"2012-01-17",3,{"$f":"CHOOSE(WEEKDAY(B551,2),$L$165,$L$166,$L$167,$L$168,$L$169,$L$170,$L$171)","v":"Hverdag"},{"$f":"IF(AND(M551>=4,M551<=9),\"Sommer\",\"Vinter\")","v":"Vinter"},null,null,null,null,null,null,null,1]
[null,"2012-01-17",4,"Hverdag","Vinter",null,null,null,null,null,null,null,1]
[null,"2012-01-17",5,"Hverdag","Vinter",null,null,null,null,null,null,null,1]
[null,"2012-01-17",6,"Hverdag","Vinter",null,null,null,null,null,null,null,1]
[null,"2012-01-17",7,"Hverdag","Vinter",null,null,null,null,null,null,null,1]
[null,"2012-01-17",8,"Hverdag","Vinter",null,null,null,null,null,null,null,1]
[null,"2012-01-17",9,"Hverdag","Vinter",null,null,null,null,null,null,null,1]
[null,"2012-01-17",10,"Hverdag","Vinter",null,null,null,null,null,null,null,1]
[null,"2012-01-17",11,"Hverdag","Vinter",null,null,null,null,null,null,null,1]
[null,"2012-01-17",12,"Hverdag","Vinter",null,null,null,null,null,null,null,1]
[null,"2012-01-17",13,"Hverdag","Vinter",null,null,null,null,null,null,null,1]
[null,"2012-01-17",14,"Hverdag","Vinter",null,null,null,null,null,null,null,1]
[null,"2012-01-17",15,"Hverdag","Vinter",null,null,null,null,null,null,null,1]
[null,"2012-01-17",16,"Hverdag","Vinter",null,null,null,null,null,null,null,1]
[null,"2012-01-17",17,"Hverdag","Vinter",null,null,null,null,null,null,null,1]
[null,"2012-01-17",18,"Hverdag","Vinter",null,null,null,null,null,null,null,1]
[null,"2012-01-17",19,"Hverdag","Vinter",null,null,null,null,null,null,null,1]
[null,"2012-01-17",20,"Hverdag","Vinter",null,null,null,null,null,null,null,1]
[null,"2012-01-17",21,"Hverdag","Vinter",null,null,null,null,null,null,null,1]
[null,"2012-01-17",22,"Hverdag","Vinter",null,null,null,null,null,null,null,1]
[null,"2012-01-17",23,"Hverdag","Vinter",null,null,null,null,null,null,null,1]
[null,"2012-01-17",24,"Hverdag","Vinter",null,null,null,null,null,null,null,1]
[null,"2012-01-18",1,"Hverdag","Vinter",null,null,null,null,null,null,null,1]
[null,"2012-01-18",2,"Hverdag","Vinter",null,null,null,null,null,null,null,1]
[null,"2012-01-18",3,"Hverdag","Vinter",null,null,null,null,null,null,null,1]
[null,"2012-01-18",4,"Hverdag","Vinter",null,null,null,null,null,null,null,1]
[null,"2012-01-18",5,"Hverdag","Vinter",null,null,null,null,null,null,null,1]
[null,"2012-01-18",6,"Hverdag","Vinter",null,null,null,null,null,null,null,1]
[null,"2012-01-18",7,"Hverdag","Vinter",null,null,null,null,null,null,null,1]
[null,"2012-01-18",8,"Hverdag","Vinter",null,null,null,null,null,null,null,1]
[null,"2012-01-18",9,"Hverdag","Vinter",null,null,null,null,null,null,null,1]
[null,"2012-01-18",10,"Hverdag","Vinter",null,null,null,null,null,null,null,1]
[null,"2012-01-18",11,"Hverdag","Vinter",null,null,null,null,null,null,null,1]
[null,"2012-01-18",12,"Hverdag","Vinter",null,null,null,null,null,null,null,1]
[null,"2012-01-18",13,"Hverdag","Vinter",null,null,null,null,null,null,null,1]
[null,"2012-01-18",14,"Hverdag","Vinter",null,null,null,null,null,null,null,1]
[null,"2012-01-18",15,"Hverdag","Vinter",null,null,null,null,null,null,null,1]
[null,"2012-01-18",16,"Hverdag","Vinter",null,null,null,null,null,null,null,1]
[null,"2012-01-18",17,"Hverdag","Vinter",null,null,null,null,null,null,null,1]
[null,"2012-01-18",18,"Hverdag","Vinter",null,null,null,null,null,null,null,1]
[null,"2012-01-18",19,"Hverdag","Vinter",null,null,null,null,null,null,null,1]
[null,"2012-01-18",20,"Hverdag","Vinter",null,null,null,null,null,null,null,1]
[null,"2012-01-18",21,"Hverdag","Vinter",null,null,null,null,null,null,null,1]
[null,"2012-01-18",22,"Hverdag","Vinter",null,null,null,null,null,null,null,1]
[null,"2012-01-18",23,"Hverdag","Vinter",null,null,null,null,null,null,null,1]
[null,"2012-01-18",24,"Hverdag","Vinter",null,null,null,null,null,null,null,1]
[null,"2012-01-19",1,"Hverdag","Vinter",null,null,null,null,null,null,null,1]
[null,"2012-01-19",2,"Hverdag","Vinter",null,null,null,null,null,null,null,1]
[null,"2012-01-19",3,"Hverdag","Vinter",null,null,null,null,null,null,null,1]
[null,"2012-01-19",4,"Hverdag","Vinter",null,null,null,null,null,null,null,1]
[null,"2012-01-19",5,"Hverdag","Vinter",null,null,null,null,null,null,null,1]
[null,"2012-01-19",6,"Hverdag","Vinter",null,null,null,null,null,null,null,1]
[null,"2012-01-19",7,"Hverdag","Vinter",null,null,null,null,null,null,null,1]
[null,"2012-01-19",8,"Hverdag","Vinter",null,null,null,null,null,null,null,1]
[null,"2012-01-19",9,"Hverdag","Vinter",null,null,null,null,null,null,null,1]
[null,"2012-01-19",10,"Hverdag","Vinter",null,null,null,null,null,null,null,1]
[null,"2012-01-19",11,"Hverdag","Vinter",null,null,null,null,null,null,null,1]
[null,"2012-01-19",12,"Hverdag","Vinter",null,null,null,null,null,null,null,1]
[null,"2012-01-19",13,"Hverdag","Vinter",null,null,null,null,null,null,null,1]
[null,"2012-01-19",14,"Hverdag","Vinter",null,null,null,null,null,null,null,1]
[null,"2012-01-19",15,"Hverdag","Vinter",null,null,null,null,null,null,null,1]
[null,"2012-01-19",16,"Hverdag","Vinter",null,null,null,null,null,null,null,1]
[null,"2012-01-19",17,"Hverdag","Vinter",null,null,null,null,null,null,null,{"$f":"MONTH(B613)","v":1}]
[null,"2012-01-19",18,"Hverdag","Vinter",null,null,null,null,null,null,null,1]
[null,"2012-01-19",19,{"$f":"CHOOSE(WEEKDAY(B615,2),$L$165,$L$166,$L$167,$L$168,$L$169,$L$170,$L$171)","v":"Hverdag"},{"$f":"IF(AND(M615>=4,M615<=9),\"Sommer\",\"Vinter\")","v":"Vinter"},null,null,null,null,null,null,null,1]
[null,"2012-01-19",20,"Hverdag","Vinter",null,null,null,null,null,null,null,1]
[null,"2012-01-19",21,"Hverdag","Vinter",null,null,null,null,null,null,null,1]
[null,"2012-01-19",22,"Hverdag","Vinter",null,null,null,null,null,null,null,1]
[null,"2012-01-19",23,"Hverdag","Vinter",null,null,null,null,null,null,null,1]
[null,"2012-01-19",24,"Hverdag","Vinter",null,null,null,null,null,null,null,1]
[null,"2012-01-20",1,"Hverdag","Vinter",null,null,null,null,null,null,null,1]
[null,"2012-01-20",2,"Hverdag","Vinter",null,null,null,null,null,null,null,1]
[null,"2012-01-20",3,"Hverdag","Vinter",null,null,null,null,null,null,null,1]
[null,"2012-01-20",4,"Hverdag","Vinter",null,null,null,null,null,null,null,1]
[null,"2012-01-20",5,"Hverdag","Vinter",null,null,null,null,null,null,null,1]
[null,"2012-01-20",6,"Hverdag","Vinter",null,null,null,null,null,null,null,1]
[null,"2012-01-20",7,"Hverdag","Vinter",null,null,null,null,null,null,null,1]
[null,"2012-01-20",8,"Hverdag","Vinter",null,null,null,null,null,null,null,1]
[null,"2012-01-20",9,"Hverdag","Vinter",null,null,null,null,null,null,null,1]
[null,"2012-01-20",10,"Hverdag","Vinter",null,null,null,null,null,null,null,1]
[null,"2012-01-20",11,"Hverdag","Vinter",null,null,null,null,null,null,null,1]
[null,"2012-01-20",12,"Hverdag","Vinter",null,null,null,null,null,null,null,1]
[null,"2012-01-20",13,"Hverdag","Vinter",null,null,null,null,null,null,null,1]
[null,"2012-01-20",14,"Hverdag","Vinter",null,null,null,null,null,null,null,1]
[null,"2012-01-20",15,"Hverdag","Vinter",null,null,null,null,null,null,null,1]
[null,"2012-01-20",16,"Hverdag","Vinter",null,null,null,null,null,null,null,1]
[null,"2012-01-20",17,"Hverdag","Vinter",null,null,null,null,null,null,null,1]
[null,"2012-01-20",18,"Hverdag","Vinter",null,null,null,null,null,null,null,1]
[null,"2012-01-20",19,"Hverdag","Vinter",null,null,null,null,null,null,null,1]
[null,"2012-01-20",20,"Hverdag","Vinter",null,null,null,null,null,null,null,1]
[null,"2012-01-20",21,"Hverdag","Vinter",null,null,null,null,null,null,null,1]
[null,"2012-01-20",22,"Hverdag","Vinter",null,null,null,null,null,null,null,1]
[null,"2012-01-20",23,"Hverdag","Vinter",null,null,null,null,null,null,null,1]
[null,"2012-01-20",24,"Hverdag","Vinter",null,null,null,null,null,null,null,1]
[null,"2012-01-21",1,"Weekend","Vinter",null,null,null,null,null,null,null,1]
[null,"2012-01-21",2,"Weekend","Vinter",null,null,null,null,null,null,null,1]
[null,"2012-01-21",3,"Weekend","Vinter",null,null,null,null,null,null,null,1]
[null,"2012-01-21",4,"Weekend","Vinter",null,null,null,null,null,null,null,1]
[null,"2012-01-21",5,"Weekend","Vinter",null,null,null,null,null,null,null,1]
[null,"2012-01-21",6,"Weekend","Vinter",null,null,null,null,null,null,null,1]
[null,"2012-01-21",7,"Weekend","Vinter",null,null,null,null,null,null,null,1]
[null,"2012-01-21",8,"Weekend","Vinter",null,null,null,null,null,null,null,1]
[null,"2012-01-21",9,"Weekend","Vinter",null,null,null,null,null,null,null,1]
[null,"2012-01-21",10,"Weekend","Vinter",null,null,null,null,null,null,null,1]
[null,"2012-01-21",11,"Weekend","Vinter",null,null,null,null,null,null,null,1]
[null,"2012-01-21",12,"Weekend","Vinter",null,null,null,null,null,null,null,1]
[null,"2012-01-21",13,"Weekend","Vinter",null,null,null,null,null,null,null,1]
[null,"2012-01-21",14,"Weekend","Vinter",null,null,null,null,null,null,null,1]
[null,"2012-01-21",15,"Weekend","Vinter",null,null,null,null,null,null,null,1]
[null,"2012-01-21",16,"Weekend","Vinter",null,null,null,null,null,null,null,1]
[null,"2012-01-21",17,"Weekend","Vinter",null,null,null,null,null,null,null,1]
[null,"2012-01-21",18,"Weekend","Vinter",null,null,null,null,null,null,null,1]
[null,"2012-01-21",19,"Weekend","Vinter",null,null,null,null,null,null,null,1]
[null,"2012-01-21",20,"Weekend","Vinter",null,null,null,null,null,null,null,1]
[null,"2012-01-21",21,"Weekend","Vinter",null,null,null,null,null,null,null,1]
[null,"2012-01-21",22,"Weekend","Vinter",null,null,null,null,null,null,null,1]
[null,"2012-01-21",23,"Weekend","Vinter",null,null,null,null,null,null,null,1]
[null,"2012-01-21",24,"Weekend","Vinter",null,null,null,null,null,null,null,1]
[null,"2012-01-22",1,"Weekend","Vinter",null,null,null,null,null,null,null,1]
[null,"2012-01-22",2,"Weekend","Vinter",null,null,null,null,null,null,null,1]
[null,"2012-01-22",3,"Weekend","Vinter",null,null,null,null,null,null,null,1]
[null,"2012-01-22",4,"Weekend","Vinter",null,null,null,null,null,null,null,1]
[null,"2012-01-22",5,"Weekend","Vinter",null,null,null,null,null,null,null,1]
[null,"2012-01-22",6,"Weekend","Vinter",null,null,null,null,null,null,null,1]
[null,"2012-01-22",7,"Weekend","Vinter",null,null,null,null,null,null,null,1]
[null,"2012-01-22",8,"Weekend","Vinter",null,null,null,null,null,null,null,1]
[null,"2012-01-22",9,"Weekend","Vinter",null,null,null,null,null,null,null,{"$f":"MONTH(B677)","v":1}]
[null,"2012-01-22",10,"Weekend","Vinter",null,null,null,null,null,null,null,1]
[null,"2012-01-22",11,{"$f":"CHOOSE(WEEKDAY(B679,2),$L$165,$L$166,$L$167,$L$168,$L$169,$L$170,$L$171)","v":"Weekend"},{"$f":"IF(AND(M679>=4,M679<=9),\"Sommer\",\"Vinter\")","v":"Vinter"},null,null,null,null,null,null,null,1]
[null,"2012-01-22",12,"Weekend","Vinter",null,null,null,null,null,null,null,1]
[null,"2012-01-22",13,"Weekend","Vinter",null,null,null,null,null,null,null,1]
[null,"2012-01-22",14,"Weekend","Vinter",null,null,null,null,null,null,null,1]
[null,"2012-01-22",15,"Weekend","Vinter",null,null,null,null,null,null,null,1]
[null,"2012-01-22",16,"Weekend","Vinter",null,null,null,null,null,null,null,1]
[null,"2012-01-22",17,"Weekend","Vinter",null,null,null,null,null,null,null,1]
[null,"2012-01-22",18,"Weekend","Vinter",null,null,null,null,null,null,null,1]
[null,"2012-01-22",19,"Weekend","Vinter",null,null,null,null,null,null,null,1]
[null,"2012-01-22",20,"Weekend","Vinter",null,null,null,null,null,null,null,1]
[null,"2012-01-22",21,"Weekend","Vinter",null,null,null,null,null,null,null,1]
[null,"2012-01-22",22,"Weekend","Vinter",null,null,null,null,null,null,null,1]
[null,"2012-01-22",23,"Weekend","Vinter",null,null,null,null,null,null,null,1]
[null,"2012-01-22",24,"Weekend","Vinter",null,null,null,null,null,null,null,1]
[null,"2012-01-23",1,"Hverdag","Vinter",null,null,null,null,null,null,null,1]
[null,"2012-01-23",2,"Hverdag","Vinter",null,null,null,null,null,null,null,1]
[null,"2012-01-23",3,"Hverdag","Vinter",null,null,null,null,null,null,null,1]
[null,"2012-01-23",4,"Hverdag","Vinter",null,null,null,null,null,null,null,1]
[null,"2012-01-23",5,"Hverdag","Vinter",null,null,null,null,null,null,null,1]
[null,"2012-01-23",6,"Hverdag","Vinter",null,null,null,null,null,null,null,1]
[null,"2012-01-23",7,"Hverdag","Vinter",null,null,null,null,null,null,null,1]
[null,"2012-01-23",8,"Hverdag","Vinter",null,null,null,null,null,null,null,1]
[null,"2012-01-23",9,"Hverdag","Vinter",null,null,null,null,null,null,null,1]
[null,"2012-01-23",10,"Hverdag","Vinter",null,null,null,null,null,null,null,1]
[null,"2012-01-23",11,"Hverdag","Vinter",null,null,null,null,null,null,null,1]
[null,"2012-01-23",12,"Hverdag","Vinter",null,null,null,null,null,null,null,1]
[null,"2012-01-23",13,"Hverdag","Vinter",null,null,null,null,null,null,null,1]
[null,"2012-01-23",14,"Hverdag","Vinter",null,null,null,null,null,null,null,1]
[null,"2012-01-23",15,"Hverdag","Vinter",null,null,null,null,null,null,null,1]
[null,"2012-01-23",16,"Hverdag","Vinter",null,null,null,null,null,null,null,1]
[null,"2012-01-23",17,"Hverdag","Vinter",null,null,null,null,null,null,null,1]
[null,"2012-01-23",18,"Hverdag","Vinter",null,null,null,null,null,null,null,1]
[null,"2012-01-23",19,"Hverdag","Vinter",null,null,null,null,null,null,null,1]
[null,"2012-01-23",20,"Hverdag","Vinter",null,null,null,null,null,null,null,1]
[null,"2012-01-23",21,"Hverdag","Vinter",null,null,null,null,null,null,null,1]
[null,"2012-01-23",22,"Hverdag","Vinter",null,null,null,null,null,null,null,1]
[null,"2012-01-23",23,"Hverdag","Vinter",null,null,null,null,null,null,null,1]
[null,"2012-01-23",24,"Hverdag","Vinter",null,null,null,null,null,null,null,1]
[null,"2012-01-24",1,"Hverdag","Vinter",null,null,null,null,null,null,null,1]
[null,"2012-01-24",2,"Hverdag","Vinter",null,null,null,null,null,null,null,1]
[null,"2012-01-24",3,"Hverdag","Vinter",null,null,null,null,null,null,null,1]
[null,"2012-01-24",4,"Hverdag","Vinter",null,null,null,null,null,null,null,1]
[null,"2012-01-24",5,"Hverdag","Vinter",null,null,null,null,null,null,null,1]
[null,"2012-01-24",6,"Hverdag","Vinter",null,null,null,null,null,null,null,1]
[null,"2012-01-24",7,"Hverdag","Vinter",null,null,null,null,null,null,null,1]
[null,"2012-01-24",8,"Hverdag","Vinter",null,null,null,null,null,null,null,1]
[null,"2012-01-24",9,"Hverdag","Vinter",null,null,null,null,null,null,null,1]
[null,"2012-01-24",10,"Hverdag","Vinter",null,null,null,null,null,null,null,1]
[null,"2012-01-24",11,"Hverdag","Vinter",null,null,null,null,null,null,null,1]
[null,"2012-01-24",12,"Hverdag","Vinter",null,null,null,null,null,null,null,1]
[null,"2012-01-24",13,"Hverdag","Vinter",null,null,null,null,null,null,null,1]
[null,"2012-01-24",14,"Hverdag","Vinter",null,null,null,null,null,null,null,1]
[null,"2012-01-24",15,"Hverdag","Vinter",null,null,null,null,null,null,null,1]
[null,"2012-01-24",16,"Hverdag","Vinter",null,null,null,null,null,null,null,1]
[null,"2012-01-24",17,"Hverdag","Vinter",null,null,null,null,null,null,null,1]
[null,"2012-01-24",18,"Hverdag","Vinter",null,null,null,null,null,null,null,1]
[null,"2012-01-24",19,"Hverdag","Vinter",null,null,null,null,null,null,null,1]
[null,"2012-01-24",20,"Hverdag","Vinter",null,null,null,null,null,null,null,1]
[null,"2012-01-24",21,"Hverdag","Vinter",null,null,null,null,null,null,null,1]
[null,"2012-01-24",22,"Hverdag","Vinter",null,null,null,null,null,null,null,1]
[null,"2012-01-24",23,"Hverdag","Vinter",null,null,null,null,null,null,null,1]
[null,"2012-01-24",24,"Hverdag","Vinter",null,null,null,null,null,null,null,1]
[null,"2012-01-25",1,"Hverdag","Vinter",null,null,null,null,null,null,null,{"$f":"MONTH(B741)","v":1}]
[null,"2012-01-25",2,"Hverdag","Vinter",null,null,null,null,null,null,null,1]
[null,"2012-01-25",3,{"$f":"CHOOSE(WEEKDAY(B743,2),$L$165,$L$166,$L$167,$L$168,$L$169,$L$170,$L$171)","v":"Hverdag"},{"$f":"IF(AND(M743>=4,M743<=9),\"Sommer\",\"Vinter\")","v":"Vinter"},null,null,null,null,null,null,null,1]
[null,"2012-01-25",4,"Hverdag","Vinter",null,null,null,null,null,null,null,1]
[null,"2012-01-25",5,"Hverdag","Vinter",null,null,null,null,null,null,null,1]
[null,"2012-01-25",6,"Hverdag","Vinter",null,null,null,null,null,null,null,1]
[null,"2012-01-25",7,"Hverdag","Vinter",null,null,null,null,null,null,null,1]
[null,"2012-01-25",8,"Hverdag","Vinter",null,null,null,null,null,null,null,1]
[null,"2012-01-25",9,"Hverdag","Vinter",null,null,null,null,null,null,null,1]
[null,"2012-01-25",10,"Hverdag","Vinter",null,null,null,null,null,null,null,1]
[null,"2012-01-25",11,"Hverdag","Vinter",null,null,null,null,null,null,null,1]
[null,"2012-01-25",12,"Hverdag","Vinter",null,null,null,null,null,null,null,1]
[null,"2012-01-25",13,"Hverdag","Vinter",null,null,null,null,null,null,null,1]
[null,"2012-01-25",14,"Hverdag","Vinter",null,null,null,null,null,null,null,1]
[null,"2012-01-25",15,"Hverdag","Vinter",null,null,null,null,null,null,null,1]
[null,"2012-01-25",16,"Hverdag","Vinter",null,null,null,null,null,null,null,1]
[null,"2012-01-25",17,"Hverdag","Vinter",null,null,null,null,null,null,null,1]
[null,"2012-01-25",18,"Hverdag","Vinter",null,null,null,null,null,null,null,1]
[null,"2012-01-25",19,"Hverdag","Vinter",null,null,null,null,null,null,null,1]
[null,"2012-01-25",20,"Hverdag","Vinter",null,null,null,null,null,null,null,1]
[null,"2012-01-25",21,"Hverdag","Vinter",null,null,null,null,null,null,null,1]
[null,"2012-01-25",22,"Hverdag","Vinter",null,null,null,null,null,null,null,1]
[null,"2012-01-25",23,"Hverdag","Vinter",null,null,null,null,null,null,null,1]
[null,"2012-01-25",24,"Hverdag","Vinter",null,null,null,null,null,null,null,1]
[null,"2012-01-26",1,"Hverdag","Vinter",null,null,null,null,null,null,null,1]
[null,"2012-01-26",2,"Hverdag","Vinter",null,null,null,null,null,null,null,1]
[null,"2012-01-26",3,"Hverdag","Vinter",null,null,null,null,null,null,null,1]
[null,"2012-01-26",4,"Hverdag","Vinter",null,null,null,null,null,null,null,1]
[null,"2012-01-26",5,"Hverdag","Vinter",null,null,null,null,null,null,null,1]
[null,"2012-01-26",6,"Hverdag","Vinter",null,null,null,null,null,null,null,1]
[null,"2012-01-26",7,"Hverdag","Vinter",null,null,null,null,null,null,null,1]
[null,"2012-01-26",8,"Hverdag","Vinter",null,null,null,null,null,null,null,1]
[null,"2012-01-26",9,"Hverdag","Vinter",null,null,null,null,null,null,null,1]
[null,"2012-01-26",10,"Hverdag","Vinter",null,null,null,null,null,null,null,1]
[null,"2012-01-26",11,"Hverdag","Vinter",null,null,null,null,null,null,null,1]
[null,"2012-01-26",12,"Hverdag","Vinter",null,null,null,null,null,null,null,1]
[null,"2012-01-26",13,"Hverdag","Vinter",null,null,null,null,null,null,null,1]
[null,"2012-01-26",14,"Hverdag","Vinter",null,null,null,null,null,null,null,1]
[null,"2012-01-26",15,"Hverdag","Vinter",null,null,null,null,null,null,null,1]
[null,"2012-01-26",16,"Hverdag","Vinter",null,null,null,null,null,null,null,1]
[null,"2012-01-26",17,"Hverdag","Vinter",null,null,null,null,null,null,null,1]
[null,"2012-01-26",18,"Hverdag","Vinter",null,null,null,null,null,null,null,1]
[null,"2012-01-26",19,"Hverdag","Vinter",null,null,null,null,null,null,null,1]
[null,"2012-01-26",20,"Hverdag","Vinter",null,null,null,null,null,null,null,1]
[null,"2012-01-26",21,"Hverdag","Vinter",null,null,null,null,null,null,null,1]
[null,"2012-01-26",22,"Hverdag","Vinter",null,null,null,null,null,null,null,1]
[null,"2012-01-26",23,"Hverdag","Vinter",null,null,null,null,null,null,null,1]
[null,"2012-01-26",24,"Hverdag","Vinter",null,null,null,null,null,null,null,1]
[null,"2012-01-27",1,"Hverdag","Vinter",null,null,null,null,null,null,null,1]
[null,"2012-01-27",2,"Hverdag","Vinter",null,null,null,null,null,null,null,1]
[null,"2012-01-27",3,"Hverdag","Vinter",null,null,null,null,null,null,null,1]
[null,"2012-01-27",4,"Hverdag","Vinter",null,null,null,null,null,null,null,1]
[null,"2012-01-27",5,"Hverdag","Vinter",null,null,null,null,null,null,null,1]
[null,"2012-01-27",6,"Hverdag","Vinter",null,null,null,null,null,null,null,1]
[null,"2012-01-27",7,"Hverdag","Vinter",null,null,null,null,null,null,null,1]
[null,"2012-01-27",8,"Hverdag","Vinter",null,null,null,null,null,null,null,1]
[null,"2012-01-27",9,"Hverdag","Vinter",null,null,null,null,null,null,null,1]
[null,"2012-01-27",10,"Hverdag","Vinter",null,null,null,null,null,null,null,1]
[null,"2012-01-27",11,"Hverdag","Vinter",null,null,null,null,null,null,null,1]
[null,"2012-01-27",12,"Hverdag","Vinter",null,null,null,null,null,null,null,1]
[null,"2012-01-27",13,"Hverdag","Vinter",null,null,null,null,null,null,null,1]
[null,"2012-01-27",14,"Hverdag","Vinter",null,null,null,null,null,null,null,1]
[null,"2012-01-27",15,"Hverdag","Vinter",null,null,null,null,null,null,null,1]
[null,"2012-01-27",16,"Hverdag","Vinter",null,null,null,null,null,null,null,1]
[null,"2012-01-27",17,"Hverdag","Vinter",null,null,null,null,null,null,null,{"$f":"MONTH(B805)","v":1}]
[null,"2012-01-27",18,"Hverdag","Vinter",null,null,null,null,null,null,null,1]
[null,"2012-01-27",19,{"$f":"CHOOSE(WEEKDAY(B807,2),$L$165,$L$166,$L$167,$L$168,$L$169,$L$170,$L$171)","v":"Hverdag"},{"$f":"IF(AND(M807>=4,M807<=9),\"Sommer\",\"Vinter\")","v":"Vinter"},null,null,null,null,null,null,null,1]
[null,"2012-01-27",20,"Hverdag","Vinter",null,null,null,null,null,null,null,1]
[null,"2012-01-27",21,"Hverdag","Vinter",null,null,null,null,null,null,null,1]
[null,"2012-01-27",22,"Hverdag","Vinter",null,null,null,null,null,null,null,1]
[null,"2012-01-27",23,"Hverdag","Vinter",null,null,null,null,null,null,null,1]
[null,"2012-01-27",24,"Hverdag","Vinter",null,null,null,null,null,null,null,1]
[null,"2012-01-28",1,"Weekend","Vinter",null,null,null,null,null,null,null,1]
[null,"2012-01-28",2,"Weekend","Vinter",null,null,null,null,null,null,null,1]
[null,"2012-01-28",3,"Weekend","Vinter",null,null,null,null,null,null,null,1]
[null,"2012-01-28",4,"Weekend","Vinter",null,null,null,null,null,null,null,1]
[null,"2012-01-28",5,"Weekend","Vinter",null,null,null,null,null,null,null,1]
[null,"2012-01-28",6,"Weekend","Vinter",null,null,null,null,null,null,null,1]
[null,"2012-01-28",7,"Weekend","Vinter",null,null,null,null,null,null,null,1]
[null,"2012-01-28",8,"Weekend","Vinter",null,null,null,null,null,null,null,1]
[null,"2012-01-28",9,"Weekend","Vinter",null,null,null,null,null,null,null,1]
[null,"2012-01-28",10,"Weekend","Vinter",null,null,null,null,null,null,null,1]
[null,"2012-01-28",11,"Weekend","Vinter",null,null,null,null,null,null,null,1]
[null,"2012-01-28",12,"Weekend","Vinter",null,null,null,null,null,null,null,1]
[null,"2012-01-28",13,"Weekend","Vinter",null,null,null,null,null,null,null,1]
[null,"2012-01-28",14,"Weekend","Vinter",null,null,null,null,null,null,null,1]
[null,"2012-01-28",15,"Weekend","Vinter",null,null,null,null,null,null,null,1]
[null,"2012-01-28",16,"Weekend","Vinter",null,null,null,null,null,null,null,1]
[null,"2012-01-28",17,"Weekend","Vinter",null,null,null,null,null,null,null,1]
[null,"2012-01-28",18,"Weekend","Vinter",null,null,null,null,null,null,null,1]
[null,"2012-01-28",19,"Weekend","Vinter",null,null,null,null,null,null,null,1]
[null,"2012-01-28",20,"Weekend","Vinter",null,null,null,null,null,null,null,1]
[null,"2012-01-28",21,"Weekend","Vinter",null,null,null,null,null,null,null,1]
[null,"2012-01-28",22,"Weekend","Vinter",null,null,null,null,null,null,null,1]
[null,"2012-01-28",23,"Weekend","Vinter",null,null,null,null,null,null,null,1]
[null,"2012-01-28",24,"Weekend","Vinter",null,null,null,null,null,null,null,1]
[null,"2012-01-29",1,"Weekend","Vinter",null,null,null,null,null,null,null,1]
[null,"2012-01-29",2,"Weekend","Vinter",null,null,null,null,null,null,null,1]
[null,"2012-01-29",3,"Weekend","Vinter",null,null,null,null,null,null,null,1]
[null,"2012-01-29",4,"Weekend","Vinter",null,null,null,null,null,null,null,1]
[null,"2012-01-29",5,"Weekend","Vinter",null,null,null,null,null,null,null,1]
[null,"2012-01-29",6,"Weekend","Vinter",null,null,null,null,null,null,null,1]
[null,"2012-01-29",7,"Weekend","Vinter",null,null,null,null,null,null,null,1]
[null,"2012-01-29",8,"Weekend","Vinter",null,null,null,null,null,null,null,1]
[null,"2012-01-29",9,"Weekend","Vinter",null,null,null,null,null,null,null,1]
[null,"2012-01-29",10,"Weekend","Vinter",null,null,null,null,null,null,null,1]
[null,"2012-01-29",11,"Weekend","Vinter",null,null,null,null,null,null,null,1]
[null,"2012-01-29",12,"Weekend","Vinter",null,null,null,null,null,null,null,1]
[null,"2012-01-29",13,"Weekend","Vinter",null,null,null,null,null,null,null,1]
[null,"2012-01-29",14,"Weekend","Vinter",null,null,null,null,null,null,null,1]
[null,"2012-01-29",15,"Weekend","Vinter",null,null,null,null,null,null,null,1]
[null,"2012-01-29",16,"Weekend","Vinter",null,null,null,null,null,null,null,1]
[null,"2012-01-29",17,"Weekend","Vinter",null,null,null,null,null,null,null,1]
[null,"2012-01-29",18,"Weekend","Vinter",null,null,null,null,null,null,null,1]
[null,"2012-01-29",19,"Weekend","Vinter",null,null,null,null,null,null,null,1]
[null,"2012-01-29",20,"Weekend","Vinter",null,null,null,null,null,null,null,1]
[null,"2012-01-29",21,"Weekend","Vinter",null,null,null,null,null,null,null,1]
[null,"2012-01-29",22,"Weekend","Vinter",null,null,null,null,null,null,null,1]
[null,"2012-01-29",23,"Weekend","Vinter",null,null,null,null,null,null,null,1]
[null,"2012-01-29",24,"Weekend","Vinter",null,null,null,null,null,null,null,1]
[null,"2012-01-30",1,"Hverdag","Vinter",null,null,null,null,null,null,null,1]
[null,"2012-01-30",2,"Hverdag","Vinter",null,null,null,null,null,null,null,1]
[null,"2012-01-30",3,"Hverdag","Vinter",null,null,null,null,null,null,null,1]
[null,"2012-01-30",4,"Hverdag","Vinter",null,null,null,null,null,null,null,1]
[null,"2012-01-30",5,"Hverdag","Vinter",null,null,null,null,null,null,null,1]
[null,"2012-01-30",6,"Hverdag","Vinter",null,null,null,null,null,null,null,1]
[null,"2012-01-30",7,"Hverdag","Vinter",null,null,null,null,null,null,null,1]
[null,"2012-01-30",8,"Hverdag","Vinter",null,null,null,null,null,null,null,1]
[null,"2012-01-30",9,"Hverdag","Vinter",null,null,null,null,null,null,null,{"$f":"MONTH(B869)","v":1}]
[null,"2012-01-30",10,"Hverdag","Vinter",null,null,null,null,null,null,null,1]
[null,"2012-01-30",11,{"$f":"CHOOSE(WEEKDAY(B871,2),$L$165,$L$166,$L$167,$L$168,$L$169,$L$170,$L$171)","v":"Hverdag"},{"$f":"IF(AND(M871>=4,M871<=9),\"Sommer\",\"Vinter\")","v":"Vinter"},null,null,null,null,null,null,null,1]
[null,"2012-01-30",12,"Hverdag","Vinter",null,null,null,null,null,null,null,1]
[null,"2012-01-30",13,"Hverdag","Vinter",null,null,null,null,null,null,null,1]
[null,"2012-01-30",14,"Hverdag","Vinter",null,null,null,null,null,null,null,1]
[null,"2012-01-30",15,"Hverdag","Vinter",null,null,null,null,null,null,null,1]
[null,"2012-01-30",16,"Hverdag","Vinter",null,null,null,null,null,null,null,1]
[null,"2012-01-30",17,"Hverdag","Vinter",null,null,null,null,null,null,null,1]
[null,"2012-01-30",18,"Hverdag","Vinter",null,null,null,null,null,null,null,1]
[null,"2012-01-30",19,"Hverdag","Vinter",null,null,null,null,null,null,null,1]
[null,"2012-01-30",20,"Hverdag","Vinter",null,null,null,null,null,null,null,1]
[null,"2012-01-30",21,"Hverdag","Vinter",null,null,null,null,null,null,null,1]
[null,"2012-01-30",22,"Hverdag","Vinter",null,null,null,null,null,null,null,1]
[null,"2012-01-30",23,"Hverdag","Vinter",null,null,null,null,null,null,null,1]
[null,"2012-01-30",24,"Hverdag","Vinter",null,null,null,null,null,null,null,1]
[null,"2012-01-31",1,"Hverdag","Vinter",null,null,null,null,null,null,null,1]
[null,"2012-01-31",2,"Hverdag","Vinter",null,null,null,null,null,null,null,1]
[null,"2012-01-31",3,"Hverdag","Vinter",null,null,null,null,null,null,null,1]
[null,"2012-01-31",4,"Hverdag","Vinter",null,null,null,null,null,null,null,1]
[null,"2012-01-31",5,"Hverdag","Vinter",null,null,null,null,null,null,null,1]
[null,"2012-01-31",6,"Hverdag","Vinter",null,null,null,null,null,null,null,1]
[null,"2012-01-31",7,"Hverdag","Vinter",null,null,null,null,null,null,null,1]
[null,"2012-01-31",8,"Hverdag","Vinter",null,null,null,null,null,null,null,1]
[null,"2012-01-31",9,"Hverdag","Vinter",null,null,null,null,null,null,null,1]
[null,"2012-01-31",10,"Hverdag","Vinter",null,null,null,null,null,null,null,1]
[null,"2012-01-31",11,"Hverdag","Vinter",null,null,null,null,null,null,null,1]
[null,"2012-01-31",12,"Hverdag","Vinter",null,null,null,null,null,null,null,1]
[null,"2012-01-31",13,"Hverdag","Vinter",null,null,null,null,null,null,null,1]
[null,"2012-01-31",14,"Hverdag","Vinter",null,null,null,null,null,null,null,1]
[null,"2012-01-31",15,"Hverdag","Vinter",null,null,null,null,null,null,null,1]
[null,"2012-01-31",16,"Hverdag","Vinter",null,null,null,null,null,null,null,1]
[null,"2012-01-31",17,"Hverdag","Vinter",null,null,null,null,null,null,null,1]
[null,"2012-01-31",18,"Hverdag","Vinter",null,null,null,null,null,null,null,1]
[null,"2012-01-31",19,"Hverdag","Vinter",null,null,null,null,null,null,null,1]
[null,"2012-01-31",20,"Hverdag","Vinter",null,null,null,null,null,null,null,1]
[null,"2012-01-31",21,"Hverdag","Vinter",null,null,null,null,null,null,null,1]
[null,"2012-01-31",22,"Hverdag","Vinter",null,null,null,null,null,null,null,1]
[null,"2012-01-31",23,"Hverdag","Vinter",null,null,null,null,null,null,null,1]
[null,"2012-01-31",24,"Hverdag","Vinter",null,null,null,null,null,null,null,1]
[null,"2012-02-01",1,"Hverdag","Vinter",null,null,null,null,null,null,null,2]
[null,"2012-02-01",2,"Hverdag","Vinter",null,null,null,null,null,null,null,2]
[null,"2012-02-01",3,"Hverdag","Vinter",null,null,null,null,null,null,null,2]
[null,"2012-02-01",4,"Hverdag","Vinter",null,null,null,null,null,null,null,2]
[null,"2012-02-01",5,"Hverdag","Vinter",null,null,null,null,null,null,null,2]
[null,"2012-02-01",6,"Hverdag","Vinter",null,null,null,null,null,null,null,2]
[null,"2012-02-01",7,"Hverdag","Vinter",null,null,null,null,null,null,null,2]
[null,"2012-02-01",8,"Hverdag","Vinter",null,null,null,null,null,null,null,2]
[null,"2012-02-01",9,"Hverdag","Vinter",null,null,null,null,null,null,null,2]
[null,"2012-02-01",10,"Hverdag","Vinter",null,null,null,null,null,null,null,2]
[null,"2012-02-01",11,"Hverdag","Vinter",null,null,null,null,null,null,null,2]
[null,"2012-02-01",12,"Hverdag","Vinter",null,null,null,null,null,null,null,2]
[null,"2012-02-01",13,"Hverdag","Vinter",null,null,null,null,null,null,null,2]
[null,"2012-02-01",14,"Hverdag","Vinter",null,null,null,null,null,null,null,2]
[null,"2012-02-01",15,"Hverdag","Vinter",null,null,null,null,null,null,null,2]
[null,"2012-02-01",16,"Hverdag","Vinter",null,null,null,null,null,null,null,2]
[null,"2012-02-01",17,"Hverdag","Vinter",null,null,null,null,null,null,null,2]
[null,"2012-02-01",18,"Hverdag","Vinter",null,null,null,null,null,null,null,2]
[null,"2012-02-01",19,"Hverdag","Vinter",null,null,null,null,null,null,null,2]
[null,"2012-02-01",20,"Hverdag","Vinter",null,null,null,null,null,null,null,2]
[null,"2012-02-01",21,"Hverdag","Vinter",null,null,null,null,null,null,null,2]
[null,"2012-02-01",22,"Hverdag","Vinter",null,null,null,null,null,null,null,2]
[null,"2012-02-01",23,"Hverdag","Vinter",null,null,null,null,null,null,null,2]
[null,"2012-02-01",24,"Hverdag","Vinter",null,null,null,null,null,null,null,2]
[null,"2012-02-02",1,"Hverdag","Vinter",null,null,null,null,null,null,null,{"$f":"MONTH(B933)","v":2}]
[null,"2012-02-02",2,"Hverdag","Vinter",null,null,null,null,null,null,null,2]
[null,"2012-02-02",3,{"$f":"CHOOSE(WEEKDAY(B935,2),$L$165,$L$166,$L$167,$L$168,$L$169,$L$170,$L$171)","v":"Hverdag"},{"$f":"IF(AND(M935>=4,M935<=9),\"Sommer\",\"Vinter\")","v":"Vinter"},null,null,null,null,null,null,null,2]
[null,"2012-02-02",4,"Hverdag","Vinter",null,null,null,null,null,null,null,2]
[null,"2012-02-02",5,"Hverdag","Vinter",null,null,null,null,null,null,null,2]
[null,"2012-02-02",6,"Hverdag","Vinter",null,null,null,null,null,null,null,2]
[null,"2012-02-02",7,"Hverdag","Vinter",null,null,null,null,null,null,null,2]
[null,"2012-02-02",8,"Hverdag","Vinter",null,null,null,null,null,null,null,2]
[null,"2012-02-02",9,"Hverdag","Vinter",null,null,null,null,null,null,null,2]
[null,"2012-02-02",10,"Hverdag","Vinter",null,null,null,null,null,null,null,2]
[null,"2012-02-02",11,"Hverdag","Vinter",null,null,null,null,null,null,null,2]
[null,"2012-02-02",12,"Hverdag","Vinter",null,null,null,null,null,null,null,2]
[null,"2012-02-02",13,"Hverdag","Vinter",null,null,null,null,null,null,null,2]
[null,"2012-02-02",14,"Hverdag","Vinter",null,null,null,null,null,null,null,2]
[null,"2012-02-02",15,"Hverdag","Vinter",null,null,null,null,null,null,null,2]
[null,"2012-02-02",16,"Hverdag","Vinter",null,null,null,null,null,null,null,2]
[null,"2012-02-02",17,"Hverdag","Vinter",null,null,null,null,null,null,null,2]
[null,"2012-02-02",18,"Hverdag","Vinter",null,null,null,null,null,null,null,2]
[null,"2012-02-02",19,"Hverdag","Vinter",null,null,null,null,null,null,null,2]
[null,"2012-02-02",20,"Hverdag","Vinter",null,null,null,null,null,null,null,2]
[null,"2012-02-02",21,"Hverdag","Vinter",null,null,null,null,null,null,null,2]
[null,"2012-02-02",22,"Hverdag","Vinter",null,null,null,null,null,null,null,2]
[null,"2012-02-02",23,"Hverdag","Vinter",null,null,null,null,null,null,null,2]
[null,"2012-02-02",24,"Hverdag","Vinter",null,null,null,null,null,null,null,2]
[null,"2012-02-03",1,"Hverdag","Vinter",null,null,null,null,null,null,null,2]
[null,"2012-02-03",2,"Hverdag","Vinter",null,null,null,null,null,null,null,2]
[null,"2012-02-03",3,"Hverdag","Vinter",null,null,null,null,null,null,null,2]
[null,"2012-02-03",4,"Hverdag","Vinter",null,null,null,null,null,null,null,2]
[null,"2012-02-03",5,"Hverdag","Vinter",null,null,null,null,null,null,null,2]
[null,"2012-02-03",6,"Hverdag","Vinter",null,null,null,null,null,null,null,2]
[null,"2012-02-03",7,"Hverdag","Vinter",null,null,null,null,null,null,null,2]
[null,"2012-02-03",8,"Hverdag","Vinter",null,null,null,null,null,null,null,2]
[null,"2012-02-03",9,"Hverdag","Vinter",null,null,null,null,null,null,null,2]
[null,"2012-02-03",10,"Hverdag","Vinter",null,null,null,null,null,null,null,2]
[null,"2012-02-03",11,"Hverdag","Vinter",null,null,null,null,null,null,null,2]
[null,"2012-02-03",12,"Hverdag","Vinter",null,null,null,null,null,null,null,2]
[null,"2012-02-03",13,"Hverdag","Vinter",null,null,null,null,null,null,null,2]
[null,"2012-02-03",14,"Hverdag","Vinter",null,null,null,null,null,null,null,2]
[null,"2012-02-03",15,"Hverdag","Vinter",null,null,null,null,null,null,null,2]
[null,"2012-02-03",16,"Hverdag","Vinter",null,null,null,null,null,null,null,2]
[null,"2012-02-03",17,"Hverdag","Vinter",null,null,null,null,null,null,null,2]
[null,"2012-02-03",18,"Hverdag","Vinter",null,null,null,null,null,null,null,2]
[null,"2012-02-03",19,"Hverdag","Vinter",null,null,null,null,null,null,null,2]
[null,"2012-02-03",20,"Hverdag","Vinter",null,null,null,null,null,null,null,2]
[null,"2012-02-03",21,"Hverdag","Vinter",null,null,null,null,null,null,null,2]
[null,"2012-02-03",22,"Hverdag","Vinter",null,null,null,null,null,null,null,2]
[null,"2012-02-03",23,"Hverdag","Vinter",null,null,null,null,null,null,null,2]
[null,"2012-02-03",24,"Hverdag","Vinter",null,null,null,null,null,null,null,2]
[null,"2012-02-04",1,"Weekend","Vinter",null,null,null,null,null,null,null,2]
[null,"2012-02-04",2,"Weekend","Vinter",null,null,null,null,null,null,null,2]
[null,"2012-02-04",3,"Weekend","Vinter",null,null,null,null,null,null,null,2]
[null,"2012-02-04",4,"Weekend","Vinter",null,null,null,null,null,null,null,2]
[null,"2012-02-04",5,"Weekend","Vinter",null,null,null,null,null,null,null,2]
[null,"2012-02-04",6,"Weekend","Vinter",null,null,null,null,null,null,null,2]
[null,"2012-02-04",7,"Weekend","Vinter",null,null,null,null,null,null,null,2]
[null,"2012-02-04",8,"Weekend","Vinter",null,null,null,null,null,null,null,2]
[null,"2012-02-04",9,"Weekend","Vinter",null,null,null,null,null,null,null,2]
[null,"2012-02-04",10,"Weekend","Vinter",null,null,null,null,null,null,null,2]
[null,"2012-02-04",11,"Weekend","Vinter",null,null,null,null,null,null,null,2]
[null,"2012-02-04",12,"Weekend","Vinter",null,null,null,null,null,null,null,2]
[null,"2012-02-04",13,"Weekend","Vinter",null,null,null,null,null,null,null,2]
[null,"2012-02-04",14,"Weekend","Vinter",null,null,null,null,null,null,null,2]
[null,"2012-02-04",15,"Weekend","Vinter",null,null,null,null,null,null,null,2]
[null,"2012-02-04",16,"Weekend","Vinter",null,null,null,null,null,null,null,2]
[null,"2012-02-04",17,"Weekend","Vinter",null,null,null,null,null,null,null,{"$f":"MONTH(B997)","v":2}]
[null,"2012-02-04",18,"Weekend","Vinter",null,null,null,null,null,null,null,2]
[null,"2012-02-04",19,{"$f":"CHOOSE(WEEKDAY(B999,2),$L$165,$L$166,$L$167,$L$168,$L$169,$L$170,$L$171)","v":"Weekend"},{"$f":"IF(AND(M999>=4,M999<=9),\"Sommer\",\"Vinter\")","v":"Vinter"},null,null,null,null,null,null,null,2]
[null,"2012-02-04",20,"Weekend","Vinter",null,null,null,null,null,null,null,2]
[null,"2012-02-04",21,"Weekend","Vinter",null,null,null,null,null,null,null,2]
[null,"2012-02-04",22,"Weekend","Vinter",null,null,null,null,null,null,null,2]
[null,"2012-02-04",23,"Weekend","Vinter",null,null,null,null,null,null,null,2]
[null,"2012-02-04",24,"Weekend","Vinter",null,null,null,null,null,null,null,2]
[null,"2012-02-05",1,"Weekend","Vinter",null,null,null,null,null,null,null,2]
[null,"2012-02-05",2,"Weekend","Vinter",null,null,null,null,null,null,null,2]
[null,"2012-02-05",3,"Weekend","Vinter",null,null,null,null,null,null,null,2]
[null,"2012-02-05",4,"Weekend","Vinter",null,null,null,null,null,null,null,2]
[null,"2012-02-05",5,"Weekend","Vinter",null,null,null,null,null,null,null,2]
[null,"2012-02-05",6,"Weekend","Vinter",null,null,null,null,null,null,null,2]
[null,"2012-02-05",7,"Weekend","Vinter",null,null,null,null,null,null,null,2]
[null,"2012-02-05",8,"Weekend","Vinter",null,null,null,null,null,null,null,2]
[null,"2012-02-05",9,"Weekend","Vinter",null,null,null,null,null,null,null,2]
[null,"2012-02-05",10,"Weekend","Vinter",null,null,null,null,null,null,null,2]
[null,"2012-02-05",11,"Weekend","Vinter",null,null,null,null,null,null,null,2]
[null,"2012-02-05",12,"Weekend","Vinter",null,null,null,null,null,null,null,2]
[null,"2012-02-05",13,"Weekend","Vinter",null,null,null,null,null,null,null,2]
[null,"2012-02-05",14,"Weekend","Vinter",null,null,null,null,null,null,null,2]
[null,"2012-02-05",15,"Weekend","Vinter",null,null,null,null,null,null,null,2]
[null,"2012-02-05",16,"Weekend","Vinter",null,null,null,null,null,null,null,2]
[null,"2012-02-05",17,"Weekend","Vinter",null,null,null,null,null,null,null,2]
[null,"2012-02-05",18,"Weekend","Vinter",null,null,null,null,null,null,null,2]
[null,"2012-02-05",19,"Weekend","Vinter",null,null,null,null,null,null,null,2]
[null,"2012-02-05",20,"Weekend","Vinter",null,null,null,null,null,null,null,2]
[null,"2012-02-05",21,"Weekend","Vinter",null,null,null,null,null,null,null,2]
[null,"2012-02-05",22,"Weekend","Vinter",null,null,null,null,null,null,null,2]
[null,"2012-02-05",23,"Weekend","Vinter",null,null,null,null,null,null,null,2]
[null,"2012-02-05",24,"Weekend","Vinter",null,null,null,null,null,null,null,2]
[null,"2012-02-06",1,"Hverdag","Vinter",null,null,null,null,null,null,null,2]
[null,"2012-02-06",2,"Hverdag","Vinter",null,null,null,null,null,null,null,2]
[null,"2012-02-06",3,"Hverdag","Vinter",null,null,null,null,null,null,null,2]
[null,"2012-02-06",4,"Hverdag","Vinter",null,null,null,null,null,null,null,2]
[null,"2012-02-06",5,"Hverdag","Vinter",null,null,null,null,null,null,null,2]
[null,"2012-02-06",6,"Hverdag","Vinter",null,null,null,null,null,null,null,2]
[null,"2012-02-06",7,"Hverdag","Vinter",null,null,null,null,null,null,null,2]
[null,"2012-02-06",8,"Hverdag","Vinter",null,null,null,null,null,null,null,2]
[null,"2012-02-06",9,"Hverdag","Vinter",null,null,null,null,null,null,null,2]
[null,"2012-02-06",10,"Hverdag","Vinter",null,null,null,null,null,null,null,2]
[null,"2012-02-06",11,"Hverdag","Vinter",null,null,null,null,null,null,null,2]
[null,"2012-02-06",12,"Hverdag","Vinter",null,null,null,null,null,null,null,2]
[null,"2012-02-06",13,"Hverdag","Vinter",null,null,null,null,null,null,null,2]
[null,"2012-02-06",14,"Hverdag","Vinter",null,null,null,null,null,null,null,2]
[null,"2012-02-06",15,"Hverdag","Vinter",null,null,null,null,null,null,null,2]
[null,"2012-02-06",16,"Hverdag","Vinter",null,null,null,null,null,null,null,2]
[null,"2012-02-06",17,"Hverdag","Vinter",null,null,null,null,null,null,null,2]
[null,"2012-02-06",18,"Hverdag","Vinter",null,null,null,null,null,null,null,2]
[null,"2012-02-06",19,"Hverdag","Vinter",null,null,null,null,null,null,null,2]
[null,"2012-02-06",20,"Hverdag","Vinter",null,null,null,null,null,null,null,2]
[null,"2012-02-06",21,"Hverdag","Vinter",null,null,null,null,null,null,null,2]
[null,"2012-02-06",22,"Hverdag","Vinter",null,null,null,null,null,null,null,2]
[null,"2012-02-06",23,"Hverdag","Vinter",null,null,null,null,null,null,null,2]
[null,"2012-02-06",24,"Hverdag","Vinter",null,null,null,null,null,null,null,2]
[null,"2012-02-07",1,"Hverdag","Vinter",null,null,null,null,null,null,null,2]
[null,"2012-02-07",2,"Hverdag","Vinter",null,null,null,null,null,null,null,2]
[null,"2012-02-07",3,"Hverdag","Vinter",null,null,null,null,null,null,null,2]
[null,"2012-02-07",4,"Hverdag","Vinter",null,null,null,null,null,null,null,2]
[null,"2012-02-07",5,"Hverdag","Vinter",null,null,null,null,null,null,null,2]
[null,"2012-02-07",6,"Hverdag","Vinter",null,null,null,null,null,null,null,2]
[null,"2012-02-07",7,"Hverdag","Vinter",null,null,null,null,null,null,null,2]
[null,"2012-02-07",8,"Hverdag","Vinter",null,null,null,null,null,null,null,2]
[null,"2012-02-07",9,"Hverdag","Vinter",null,null,null,null,null,null,null,{"$f":"MONTH(B1061)","v":2}]
[null,"2012-02-07",10,"Hverdag","Vinter",null,null,null,null,null,null,null,2]
[null,"2012-02-07",11,{"$f":"CHOOSE(WEEKDAY(B1063,2),$L$165,$L$166,$L$167,$L$168,$L$169,$L$170,$L$171)","v":"Hverdag"},{"$f":"IF(AND(M1063>=4,M1063<=9),\"Sommer\",\"Vinter\")","v":"Vinter"},null,null,null,null,null,null,null,2]
[null,"2012-02-07",12,"Hverdag","Vinter",null,null,null,null,null,null,null,2]
[null,"2012-02-07",13,"Hverdag","Vinter",null,null,null,null,null,null,null,2]
[null,"2012-02-07",14,"Hverdag","Vinter",null,null,null,null,null,null,null,2]
[null,"2012-02-07",15,"Hverdag","Vinter",null,null,null,null,null,null,null,2]
[null,"2012-02-07",16,"Hverdag","Vinter",null,null,null,null,null,null,null,2]
[null,"2012-02-07",17,"Hverdag","Vinter",null,null,null,null,null,null,null,2]
[null,"2012-02-07",18,"Hverdag","Vinter",null,null,null,null,null,null,null,2]
[null,"2012-02-07",19,"Hverdag","Vinter",null,null,null,null,null,null,null,2]
[null,"2012-02-07",20,"Hverdag","Vinter",null,null,null,null,null,null,null,2]
[null,"2012-02-07",21,"Hverdag","Vinter",null,null,null,null,null,null,null,2]
[null,"2012-02-07",22,"Hverdag","Vinter",null,null,null,null,null,null,null,2]
[null,"2012-02-07",23,"Hverdag","Vinter",null,null,null,null,null,null,null,2]
[null,"2012-02-07",24,"Hverdag","Vinter",null,null,null,null,null,null,null,2]
[null,"2012-02-08",1,"Hverdag","Vinter",null,null,null,null,null,null,null,2]
[null,"2012-02-08",2,"Hverdag","Vinter",null,null,null,null,null,null,null,2]
[null,"2012-02-08",3,"Hverdag","Vinter",null,null,null,null,null,null,null,2]
[null,"2012-02-08",4,"Hverdag","Vinter",null,null,null,null,null,null,null,2]
[null,"2012-02-08",5,"Hverdag","Vinter",null,null,null,null,null,null,null,2]
[null,"2012-02-08",6,"Hverdag","Vinter",null,null,null,null,null,null,null,2]
[null,"2012-02-08",7,"Hverdag","Vinter",null,null,null,null,null,null,null,2]
[null,"2012-02-08",8,"Hverdag","Vinter",null,null,null,null,null,null,null,2]
[null,"2012-02-08",9,"Hverdag","Vinter",null,null,null,null,null,null,null,2]
[null,"2012-02-08",10,"Hverdag","Vinter",null,null,null,null,null,null,null,2]
[null,"2012-02-08",11,"Hverdag","Vinter",null,null,null,null,null,null,null,2]
[null,"2012-02-08",12,"Hverdag","Vinter",null,null,null,null,null,null,null,2]
[null,"2012-02-08",13,"Hverdag","Vinter",null,null,null,null,null,null,null,2]
[null,"2012-02-08",14,"Hverdag","Vinter",null,null,null,null,null,null,null,2]
[null,"2012-02-08",15,"Hverdag","Vinter",null,null,null,null,null,null,null,2]
[null,"2012-02-08",16,"Hverdag","Vinter",null,null,null,null,null,null,null,2]
[null,"2012-02-08",17,"Hverdag","Vinter",null,null,null,null,null,null,null,2]
[null,"2012-02-08",18,"Hverdag","Vinter",null,null,null,null,null,null,null,2]
[null,"2012-02-08",19,"Hverdag","Vinter",null,null,null,null,null,null,null,2]
[null,"2012-02-08",20,"Hverdag","Vinter",null,null,null,null,null,null,null,2]
[null,"2012-02-08",21,"Hverdag","Vinter",null,null,null,null,null,null,null,2]
[null,"2012-02-08",22,"Hverdag","Vinter",null,null,null,null,null,null,null,2]
[null,"2012-02-08",23,"Hverdag","Vinter",null,null,null,null,null,null,null,2]
[null,"2012-02-08",24,"Hverdag","Vinter",null,null,null,null,null,null,null,2]
[null,"2012-02-09",1,"Hverdag","Vinter",null,null,null,null,null,null,null,2]
[null,"2012-02-09",2,"Hverdag","Vinter",null,null,null,null,null,null,null,2]
[null,"2012-02-09",3,"Hverdag","Vinter",null,null,null,null,null,null,null,2]
[null,"2012-02-09",4,"Hverdag","Vinter",null,null,null,null,null,null,null,2]
[null,"2012-02-09",5,"Hverdag","Vinter",null,null,null,null,null,null,null,2]
[null,"2012-02-09",6,"Hverdag","Vinter",null,null,null,null,null,null,null,2]
[null,"2012-02-09",7,"Hverdag","Vinter",null,null,null,null,null,null,null,2]
[null,"2012-02-09",8,"Hverdag","Vinter",null,null,null,null,null,null,null,2]
[null,"2012-02-09",9,"Hverdag","Vinter",null,null,null,null,null,null,null,2]
[null,"2012-02-09",10,"Hverdag","Vinter",null,null,null,null,null,null,null,2]
[null,"2012-02-09",11,"Hverdag","Vinter",null,null,null,null,null,null,null,2]
[null,"2012-02-09",12,"Hverdag","Vinter",null,null,null,null,null,null,null,2]
[null,"2012-02-09",13,"Hverdag","Vinter",null,null,null,null,null,null,null,2]
[null,"2012-02-09",14,"Hverdag","Vinter",null,null,null,null,null,null,null,2]
[null,"2012-02-09",15,"Hverdag","Vinter",null,null,null,null,null,null,null,2]
[null,"2012-02-09",16,"Hverdag","Vinter",null,null,null,null,null,null,null,2]
[null,"2012-02-09",17,"Hverdag","Vinter",null,null,null,null,null,null,null,2]
[null,"2012-02-09",18,"Hverdag","Vinter",null,null,null,null,null,null,null,2]
[null,"2012-02-09",19,"Hverdag","Vinter",null,null,null,null,null,null,null,2]
[null,"2012-02-09",20,"Hverdag","Vinter",null,null,null,null,null,null,null,2]
[null,"2012-02-09",21,"Hverdag","Vinter",null,null,null,null,null,null,null,2]
[null,"2012-02-09",22,"Hverdag","Vinter",null,null,null,null,null,null,null,2]
[null,"2012-02-09",23,"Hverdag","Vinter",null,null,null,null,null,null,null,2]
[null,"2012-02-09",24,"Hverdag","Vinter",null,null,null,null,null,null,null,2]
[null,"2012-02-10",1,"Hverdag","Vinter",null,null,null,null,null,null,null,{"$f":"MONTH(B1125)","v":2}]
[null,"2012-02-10",2,"Hverdag","Vinter",null,null,null,null,null,null,null,2]
[null,"2012-02-10",3,{"$f":"CHOOSE(WEEKDAY(B1127,2),$L$165,$L$166,$L$167,$L$168,$L$169,$L$170,$L$171)","v":"Hverdag"},{"$f":"IF(AND(M1127>=4,M1127<=9),\"Sommer\",\"Vinter\")","v":"Vinter"},null,null,null,null,null,null,null,2]
[null,"2012-02-10",4,"Hverdag","Vinter",null,null,null,null,null,null,null,2]
[null,"2012-02-10",5,"Hverdag","Vinter",null,null,null,null,null,null,null,2]
[null,"2012-02-10",6,"Hverdag","Vinter",null,null,null,null,null,null,null,2]
[null,"2012-02-10",7,"Hverdag","Vinter",null,null,null,null,null,null,null,2]
[null,"2012-02-10",8,"Hverdag","Vinter",null,null,null,null,null,null,null,2]
[null,"2012-02-10",9,"Hverdag","Vinter",null,null,null,null,null,null,null,2]
[null,"2012-02-10",10,"Hverdag","Vinter",null,null,null,null,null,null,null,2]
[null,"2012-02-10",11,"Hverdag","Vinter",null,null,null,null,null,null,null,2]
[null,"2012-02-10",12,"Hverdag","Vinter",null,null,null,null,null,null,null,2]
[null,"2012-02-10",13,"Hverdag","Vinter",null,null,null,null,null,null,null,2]
[null,"2012-02-10",14,"Hverdag","Vinter",null,null,null,null,null,null,null,2]
[null,"2012-02-10",15,"Hverdag","Vinter",null,null,null,null,null,null,null,2]
[null,"2012-02-10",16,"Hverdag","Vinter",null,null,null,null,null,null,null,2]
[null,"2012-02-10",17,"Hverdag","Vinter",null,null,null,null,null,null,null,2]
[null,"2012-02-10",18,"Hverdag","Vinter",null,null,null,null,null,null,null,2]
[null,"2012-02-10",19,"Hverdag","Vinter",null,null,null,null,null,null,null,2]
[null,"2012-02-10",20,"Hverdag","Vinter",null,null,null,null,null,null,null,2]
[null,"2012-02-10",21,"Hverdag","Vinter",null,null,null,null,null,null,null,2]
[null,"2012-02-10",22,"Hverdag","Vinter",null,null,null,null,null,null,null,2]
[null,"2012-02-10",23,"Hverdag","Vinter",null,null,null,null,null,null,null,2]
[null,"2012-02-10",24,"Hverdag","Vinter",null,null,null,null,null,null,null,2]
[null,"2012-02-11",1,"Weekend","Vinter",null,null,null,null,null,null,null,2]
[null,"2012-02-11",2,"Weekend","Vinter",null,null,null,null,null,null,null,2]
[null,"2012-02-11",3,"Weekend","Vinter",null,null,null,null,null,null,null,2]
[null,"2012-02-11",4,"Weekend","Vinter",null,null,null,null,null,null,null,2]
[null,"2012-02-11",5,"Weekend","Vinter",null,null,null,null,null,null,null,2]
[null,"2012-02-11",6,"Weekend","Vinter",null,null,null,null,null,null,null,2]
[null,"2012-02-11",7,"Weekend","Vinter",null,null,null,null,null,null,null,2]
[null,"2012-02-11",8,"Weekend","Vinter",null,null,null,null,null,null,null,2]
[null,"2012-02-11",9,"Weekend","Vinter",null,null,null,null,null,null,null,2]
[null,"2012-02-11",10,"Weekend","Vinter",null,null,null,null,null,null,null,2]
[null,"2012-02-11",11,"Weekend","Vinter",null,null,null,null,null,null,null,2]
[null,"2012-02-11",12,"Weekend","Vinter",null,null,null,null,null,null,null,2]
[null,"2012-02-11",13,"Weekend","Vinter",null,null,null,null,null,null,null,2]
[null,"2012-02-11",14,"Weekend","Vinter",null,null,null,null,null,null,null,2]
[null,"2012-02-11",15,"Weekend","Vinter",null,null,null,null,null,null,null,2]
[null,"2012-02-11",16,"Weekend","Vinter",null,null,null,null,null,null,null,2]
[null,"2012-02-11",17,"Weekend","Vinter",null,null,null,null,null,null,null,2]
[null,"2012-02-11",18,"Weekend","Vinter",null,null,null,null,null,null,null,2]
[null,"2012-02-11",19,"Weekend","Vinter",null,null,null,null,null,null,null,2]
[null,"2012-02-11",20,"Weekend","Vinter",null,null,null,null,null,null,null,2]
[null,"2012-02-11",21,"Weekend","Vinter",null,null,null,null,null,null,null,2]
[null,"2012-02-11",22,"Weekend","Vinter",null,null,null,null,null,null,null,2]
[null,"2012-02-11",23,"Weekend","Vinter",null,null,null,null,null,null,null,2]
[null,"2012-02-11",24,"Weekend","Vinter",null,null,null,null,null,null,null,2]
[null,"2012-02-12",1,"Weekend","Vinter",null,null,null,null,null,null,null,2]
[null,"2012-02-12",2,"Weekend","Vinter",null,null,null,null,null,null,null,2]
[null,"2012-02-12",3,"Weekend","Vinter",null,null,null,null,null,null,null,2]
[null,"2012-02-12",4,"Weekend","Vinter",null,null,null,null,null,null,null,2]
[null,"2012-02-12",5,"Weekend","Vinter",null,null,null,null,null,null,null,2]
[null,"2012-02-12",6,"Weekend","Vinter",null,null,null,null,null,null,null,2]
[null,"2012-02-12",7,"Weekend","Vinter",null,null,null,null,null,null,null,2]
[null,"2012-02-12",8,"Weekend","Vinter",null,null,null,null,null,null,null,2]
[null,"2012-02-12",9,"Weekend","Vinter",null,null,null,null,null,null,null,2]
[null,"2012-02-12",10,"Weekend","Vinter",null,null,null,null,null,null,null,2]
[null,"2012-02-12",11,"Weekend","Vinter",null,null,null,null,null,null,null,2]
[null,"2012-02-12",12,"Weekend","Vinter",null,null,null,null,null,null,null,2]
[null,"2012-02-12",13,"Weekend","Vinter",null,null,null,null,null,null,null,2]
[null,"2012-02-12",14,"Weekend","Vinter",null,null,null,null,null,null,null,2]
[null,"2012-02-12",15,"Weekend","Vinter",null,null,null,null,null,null,null,2]
[null,"2012-02-12",16,"Weekend","Vinter",null,null,null,null,null,null,null,2]
[null,"2012-02-12",17,"Weekend","Vinter",null,null,null,null,null,null,null,{"$f":"MONTH(B1189)","v":2}]
[null,"2012-02-12",18,"Weekend","Vinter",null,null,null,null,null,null,null,2]
[null,"2012-02-12",19,{"$f":"CHOOSE(WEEKDAY(B1191,2),$L$165,$L$166,$L$167,$L$168,$L$169,$L$170,$L$171)","v":"Weekend"},{"$f":"IF(AND(M1191>=4,M1191<=9),\"Sommer\",\"Vinter\")","v":"Vinter"},null,null,null,null,null,null,null,2]
[null,"2012-02-12",20,"Weekend","Vinter",null,null,null,null,null,null,null,2]
[null,"2012-02-12",21,"Weekend","Vinter",null,null,null,null,null,null,null,2]
[null,"2012-02-12",22,"Weekend","Vinter",null,null,null,null,null,null,null,2]
[null,"2012-02-12",23,"Weekend","Vinter",null,null,null,null,null,null,null,2]
[null,"2012-02-12",24,"Weekend","Vinter",null,null,null,null,null,null,null,2]
[null,"2012-02-13",1,"Hverdag","Vinter",null,null,null,null,null,null,null,2]
[null,"2012-02-13",2,"Hverdag","Vinter",null,null,null,null,null,null,null,2]
[null,"2012-02-13",3,"Hverdag","Vinter",null,null,null,null,null,null,null,2]
[null,"2012-02-13",4,"Hverdag","Vinter",null,null,null,null,null,null,null,2]
[null,"2012-02-13",5,"Hverdag","Vinter",null,null,null,null,null,null,null,2]
[null,"2012-02-13",6,"Hverdag","Vinter",null,null,null,null,null,null,null,2]
[null,"2012-02-13",7,"Hverdag","Vinter",null,null,null,null,null,null,null,2]
[null,"2012-02-13",8,"Hverdag","Vinter",null,null,null,null,null,null,null,2]
[null,"2012-02-13",9,"Hverdag","Vinter",null,null,null,null,null,null,null,2]
[null,"2012-02-13",10,"Hverdag","Vinter",null,null,null,null,null,null,null,2]
[null,"2012-02-13",11,"Hverdag","Vinter",null,null,null,null,null,null,null,2]
[null,"2012-02-13",12,"Hverdag","Vinter",null,null,null,null,null,null,null,2]
[null,"2012-02-13",13,"Hverdag","Vinter",null,null,null,null,null,null,null,2]
[null,"2012-02-13",14,"Hverdag","Vinter",null,null,null,null,null,null,null,2]
[null,"2012-02-13",15,"Hverdag","Vinter",null,null,null,null,null,null,null,2]
[null,"2012-02-13",16,"Hverdag","Vinter",null,null,null,null,null,null,null,2]
[null,"2012-02-13",17,"Hverdag","Vinter",null,null,null,null,null,null,null,2]
[null,"2012-02-13",18,"Hverdag","Vinter",null,null,null,null,null,null,null,2]
[null,"2012-02-13",19,"Hverdag","Vinter",null,null,null,null,null,null,null,2]
[null,"2012-02-13",20,"Hverdag","Vinter",null,null,null,null,null,null,null,2]
[null,"2012-02-13",21,"Hverdag","Vinter",null,null,null,null,null,null,null,2]
[null,"2012-02-13",22,"Hverdag","Vinter",null,null,null,null,null,null,null,2]
[null,"2012-02-13",23,"Hverdag","Vinter",null,null,null,null,null,null,null,2]
[null,"2012-02-13",24,"Hverdag","Vinter",null,null,null,null,null,null,null,2]
[null,"2012-02-14",1,"Hverdag","Vinter",null,null,null,null,null,null,null,2]
[null,"2012-02-14",2,"Hverdag","Vinter",null,null,null,null,null,null,null,2]
[null,"2012-02-14",3,"Hverdag","Vinter",null,null,null,null,null,null,null,2]
[null,"2012-02-14",4,"Hverdag","Vinter",null,null,null,null,null,null,null,2]
[null,"2012-02-14",5,"Hverdag","Vinter",null,null,null,null,null,null,null,2]
[null,"2012-02-14",6,"Hverdag","Vinter",null,null,null,null,null,null,null,2]
[null,"2012-02-14",7,"Hverdag","Vinter",null,null,null,null,null,null,null,2]
[null,"2012-02-14",8,"Hverdag","Vinter",null,null,null,null,null,null,null,2]
[null,"2012-02-14",9,"Hverdag","Vinter",null,null,null,null,null,null,null,2]
[null,"2012-02-14",10,"Hverdag","Vinter",null,null,null,null,null,null,null,2]
[null,"2012-02-14",11,"Hverdag","Vinter",null,null,null,null,null,null,null,2]
[null,"2012-02-14",12,"Hverdag","Vinter",null,null,null,null,null,null,null,2]
[null,"2012-02-14",13,"Hverdag","Vinter",null,null,null,null,null,null,null,2]
[null,"2012-02-14",14,"Hverdag","Vinter",null,null,null,null,null,null,null,2]
[null,"2012-02-14",15,"Hverdag","Vinter",null,null,null,null,null,null,null,2]
[null,"2012-02-14",16,"Hverdag","Vinter",null,null,null,null,null,null,null,2]
[null,"2012-02-14",17,"Hverdag","Vinter",null,null,null,null,null,null,null,2]
[null,"2012-02-14",18,"Hverdag","Vinter",null,null,null,null,null,null,null,2]
[null,"2012-02-14",19,"Hverdag","Vinter",null,null,null,null,null,null,null,2]
[null,"2012-02-14",20,"Hverdag","Vinter",null,null,null,null,null,null,null,2]
[null,"2012-02-14",21,"Hverdag","Vinter",null,null,null,null,null,null,null,2]
[null,"2012-02-14",22,"Hverdag","Vinter",null,null,null,null,null,null,null,2]
[null,"2012-02-14",23,"Hverdag","Vinter",null,null,null,null,null,null,null,2]
[null,"2012-02-14",24,"Hverdag","Vinter",null,null,null,null,null,null,null,2]
[null,"2012-02-15",1,"Hverdag","Vinter",null,null,null,null,null,null,null,2]
[null,"2012-02-15",2,"Hverdag","Vinter",null,null,null,null,null,null,null,2]
[null,"2012-02-15",3,"Hverdag","Vinter",null,null,null,null,null,null,null,2]
[null,"2012-02-15",4,"Hverdag","Vinter",null,null,null,null,null,null,null,2]
[null,"2012-02-15",5,"Hverdag","Vinter",null,null,null,null,null,null,null,2]
[null,"2012-02-15",6,"Hverdag","Vinter",null,null,null,null,null,null,null,2]
[null,"2012-02-15",7,"Hverdag","Vinter",null,null,null,null,null,null,null,2]
[null,"2012-02-15",8,"Hverdag","Vinter",null,null,null,null,null,null,null,2]
[null,"2012-02-15",9,"Hverdag","Vinter",null,null,null,null,null,null,null,{"$f":"MONTH(B1253)","v":2}]
[null,"2012-02-15",10,"Hverdag","Vinter",null,null,null,null,null,null,null,2]
[null,"2012-02-15",11,{"$f":"CHOOSE(WEEKDAY(B1255,2),$L$165,$L$166,$L$167,$L$168,$L$169,$L$170,$L$171)","v":"Hverdag"},{"$f":"IF(AND(M1255>=4,M1255<=9),\"Sommer\",\"Vinter\")","v":"Vinter"},null,null,null,null,null,null,null,2]
[null,"2012-02-15",12,"Hverdag","Vinter",null,null,null,null,null,null,null,2]
[null,"2012-02-15",13,"Hverdag","Vinter",null,null,null,null,null,null,null,2]
[null,"2012-02-15",14,"Hverdag","Vinter",null,null,null,null,null,null,null,2]
[null,"2012-02-15",15,"Hverdag","Vinter",null,null,null,null,null,null,null,2]
[null,"2012-02-15",16,"Hverdag","Vinter",null,null,null,null,null,null,null,2]
[null,"2012-02-15",17,"Hverdag","Vinter",null,null,null,null,null,null,null,2]
[null,"2012-02-15",18,"Hverdag","Vinter",null,null,null,null,null,null,null,2]
[null,"2012-02-15",19,"Hverdag","Vinter",null,null,null,null,null,null,null,2]
[null,"2012-02-15",20,"Hverdag","Vinter",null,null,null,null,null,null,null,2]
[null,"2012-02-15",21,"Hverdag","Vinter",null,null,null,null,null,null,null,2]
[null,"2012-02-15",22,"Hverdag","Vinter",null,null,null,null,null,null,null,2]
[null,"2012-02-15",23,"Hverdag","Vinter",null,null,null,null,null,null,null,2]
[null,"2012-02-15",24,"Hverdag","Vinter",null,null,null,null,null,null,null,2]
[null,"2012-02-16",1,"Hverdag","Vinter",null,null,null,null,null,null,null,2]
[null,"2012-02-16",2,"Hverdag","Vinter",null,null,null,null,null,null,null,2]
[null,"2012-02-16",3,"Hverdag","Vinter",null,null,null,null,null,null,null,2]
[null,"2012-02-16",4,"Hverdag","Vinter",null,null,null,null,null,null,null,2]
[null,"2012-02-16",5,"Hverdag","Vinter",null,null,null,null,null,null,null,2]
[null,"2012-02-16",6,"Hverdag","Vinter",null,null,null,null,null,null,null,2]
[null,"2012-02-16",7,"Hverdag","Vinter",null,null,null,null,null,null,null,2]
[null,"2012-02-16",8,"Hverdag","Vinter",null,null,null,null,null,null,null,2]
[null,"2012-02-16",9,"Hverdag","Vinter",null,null,null,null,null,null,null,2]
[null,"2012-02-16",10,"Hverdag","Vinter",null,null,null,null,null,null,null,2]
[null,"2012-02-16",11,"Hverdag","Vinter",null,null,null,null,null,null,null,2]
[null,"2012-02-16",12,"Hverdag","Vinter",null,null,null,null,null,null,null,2]
[null,"2012-02-16",13,"Hverdag","Vinter",null,null,null,null,null,null,null,2]
[null,"2012-02-16",14,"Hverdag","Vinter",null,null,null,null,null,null,null,2]
[null,"2012-02-16",15,"Hverdag","Vinter",null,null,null,null,null,null,null,2]
[null,"2012-02-16",16,"Hverdag","Vinter",null,null,null,null,null,null,null,2]
[null,"2012-02-16",17,"Hverdag","Vinter",null,null,null,null,null,null,null,2]
[null,"2012-02-16",18,"Hverdag","Vinter",null,null,null,null,null,null,null,2]
[null,"2012-02-16",19,"Hverdag","Vinter",null,null,null,null,null,null,null,2]
[null,"2012-02-16",20,"Hverdag","Vinter",null,null,null,null,null,null,null,2]
[null,"2012-02-16",21,"Hverdag","Vinter",null,null,null,null,null,null,null,2]
[null,"2012-02-16",22,"Hverdag","Vinter",null,null,null,null,null,null,null,2]
[null,"2012-02-16",23,"Hverdag","Vinter",null,null,null,null,null,null,null,2]
[null,"2012-02-16",24,"Hverdag","Vinter",null,null,null,null,null,null,null,2]
[null,"2012-02-17",1,"Hverdag","Vinter",null,null,null,null,null,null,null,2]
[null,"2012-02-17",2,"Hverdag","Vinter",null,null,null,null,null,null,null,2]
[null,"2012-02-17",3,"Hverdag","Vinter",null,null,null,null,null,null,null,2]
[null,"2012-02-17",4,"Hverdag","Vinter",null,null,null,null,null,null,null,2]
[null,"2012-02-17",5,"Hverdag","Vinter",null,null,null,null,null,null,null,2]
[null,"2012-02-17",6,"Hverdag","Vinter",null,null,null,null,null,null,null,2]
[null,"2012-02-17",7,"Hverdag","Vinter",null,null,null,null,null,null,null,2]
[null,"2012-02-17",8,"Hverdag","Vinter",null,null,null,null,null,null,null,2]
[null,"2012-02-17",9,"Hverdag","Vinter",null,null,null,null,null,null,null,2]
[null,"2012-02-17",10,"Hverdag","Vinter",null,null,null,null,null,null,null,2]
[null,"2012-02-17",11,"Hverdag","Vinter",null,null,null,null,null,null,null,2]
[null,"2012-02-17",12,"Hverdag","Vinter",null,null,null,null,null,null,null,2]
[null,"2012-02-17",13,"Hverdag","Vinter",null,null,null,null,null,null,null,2]
[null,"2012-02-17",14,"Hverdag","Vinter",null,null,null,null,null,null,null,2]
[null,"2012-02-17",15,"Hverdag","Vinter",null,null,null,null,null,null,null,2]
[null,"2012-02-17",16,"Hverdag","Vinter",null,null,null,null,null,null,null,2]
[null,"2012-02-17",17,"Hverdag","Vinter",null,null,null,null,null,null,null,2]
[null,"2012-02-17",18,"Hverdag","Vinter",null,null,null,null,null,null,null,2]
[null,"2012-02-17",19,"Hverdag","Vinter",null,null,null,null,null,null,null,2]
[null,"2012-02-17",20,"Hverdag","Vinter",null,null,null,null,null,null,null,2]
[null,"2012-02-17",21,"Hverdag","Vinter",null,null,null,null,null,null,null,2]
[null,"2012-02-17",22,"Hverdag","Vinter",null,null,null,null,null,null,null,2]
[null,"2012-02-17",23,"Hverdag","Vinter",null,null,null,null,null,null,null,2]
[null,"2012-02-17",24,"Hverdag","Vinter",null,null,null,null,null,null,null,2]
[null,"2012-02-18",1,"Weekend","Vinter",null,null,null,null,null,null,null,{"$f":"MONTH(B1317)","v":2}]
[null,"2012-02-18",2,"Weekend","Vinter",null,null,null,null,null,null,null,2]
[null,"2012-02-18",3,{"$f":"CHOOSE(WEEKDAY(B1319,2),$L$165,$L$166,$L$167,$L$168,$L$169,$L$170,$L$171)","v":"Weekend"},{"$f":"IF(AND(M1319>=4,M1319<=9),\"Sommer\",\"Vinter\")","v":"Vinter"},null,null,null,null,null,null,null,2]
[null,"2012-02-18",4,"Weekend","Vinter",null,null,null,null,null,null,null,2]
[null,"2012-02-18",5,"Weekend","Vinter",null,null,null,null,null,null,null,2]
[null,"2012-02-18",6,"Weekend","Vinter",null,null,null,null,null,null,null,2]
[null,"2012-02-18",7,"Weekend","Vinter",null,null,null,null,null,null,null,2]
[null,"2012-02-18",8,"Weekend","Vinter",null,null,null,null,null,null,null,2]
[null,"2012-02-18",9,"Weekend","Vinter",null,null,null,null,null,null,null,2]
[null,"2012-02-18",10,"Weekend","Vinter",null,null,null,null,null,null,null,2]
[null,"2012-02-18",11,"Weekend","Vinter",null,null,null,null,null,null,null,2]
[null,"2012-02-18",12,"Weekend","Vinter",null,null,null,null,null,null,null,2]
[null,"2012-02-18",13,"Weekend","Vinter",null,null,null,null,null,null,null,2]
[null,"2012-02-18",14,"Weekend","Vinter",null,null,null,null,null,null,null,2]
[null,"2012-02-18",15,"Weekend","Vinter",null,null,null,null,null,null,null,2]
[null,"2012-02-18",16,"Weekend","Vinter",null,null,null,null,null,null,null,2]
[null,"2012-02-18",17,"Weekend","Vinter",null,null,null,null,null,null,null,2]
[null,"2012-02-18",18,"Weekend","Vinter",null,null,null,null,null,null,null,2]
[null,"2012-02-18",19,"Weekend","Vinter",null,null,null,null,null,null,null,2]
[null,"2012-02-18",20,"Weekend","Vinter",null,null,null,null,null,null,null,2]
[null,"2012-02-18",21,"Weekend","Vinter",null,null,null,null,null,null,null,2]
[null,"2012-02-18",22,"Weekend","Vinter",null,null,null,null,null,null,null,2]
[null,"2012-02-18",23,"Weekend","Vinter",null,null,null,null,null,null,null,2]
[null,"2012-02-18",24,"Weekend","Vinter",null,null,null,null,null,null,null,2]
[null,"2012-02-19",1,"Weekend","Vinter",null,null,null,null,null,null,null,2]
[null,"2012-02-19",2,"Weekend","Vinter",null,null,null,null,null,null,null,2]
[null,"2012-02-19",3,"Weekend","Vinter",null,null,null,null,null,null,null,2]
[null,"2012-02-19",4,"Weekend","Vinter",null,null,null,null,null,null,null,2]
[null,"2012-02-19",5,"Weekend","Vinter",null,null,null,null,null,null,null,2]
[null,"2012-02-19",6,"Weekend","Vinter",null,null,null,null,null,null,null,2]
[null,"2012-02-19",7,"Weekend","Vinter",null,null,null,null,null,null,null,2]
[null,"2012-02-19",8,"Weekend","Vinter",null,null,null,null,null,null,null,2]
[null,"2012-02-19",9,"Weekend","Vinter",null,null,null,null,null,null,null,2]
[null,"2012-02-19",10,"Weekend","Vinter",null,null,null,null,null,null,null,2]
[null,"2012-02-19",11,"Weekend","Vinter",null,null,null,null,null,null,null,2]
[null,"2012-02-19",12,"Weekend","Vinter",null,null,null,null,null,null,null,2]
[null,"2012-02-19",13,"Weekend","Vinter",null,null,null,null,null,null,null,2]
[null,"2012-02-19",14,"Weekend","Vinter",null,null,null,null,null,null,null,2]
[null,"2012-02-19",15,"Weekend","Vinter",null,null,null,null,null,null,null,2]
[null,"2012-02-19",16,"Weekend","Vinter",null,null,null,null,null,null,null,2]
[null,"2012-02-19",17,"Weekend","Vinter",null,null,null,null,null,null,null,2]
[null,"2012-02-19",18,"Weekend","Vinter",null,null,null,null,null,null,null,2]
[null,"2012-02-19",19,"Weekend","Vinter",null,null,null,null,null,null,null,2]
[null,"2012-02-19",20,"Weekend","Vinter",null,null,null,null,null,null,null,2]
[null,"2012-02-19",21,"Weekend","Vinter",null,null,null,null,null,null,null,2]
[null,"2012-02-19",22,"Weekend","Vinter",null,null,null,null,null,null,null,2]
[null,"2012-02-19",23,"Weekend","Vinter",null,null,null,null,null,null,null,2]
[null,"2012-02-19",24,"Weekend","Vinter",null,null,null,null,null,null,null,2]
[null,"2012-02-20",1,"Hverdag","Vinter",null,null,null,null,null,null,null,2]
[null,"2012-02-20",2,"Hverdag","Vinter",null,null,null,null,null,null,null,2]
[null,"2012-02-20",3,"Hverdag","Vinter",null,null,null,null,null,null,null,2]
[null,"2012-02-20",4,"Hverdag","Vinter",null,null,null,null,null,null,null,2]
[null,"2012-02-20",5,"Hverdag","Vinter",null,null,null,null,null,null,null,2]
[null,"2012-02-20",6,"Hverdag","Vinter",null,null,null,null,null,null,null,2]
[null,"2012-02-20",7,"Hverdag","Vinter",null,null,null,null,null,null,null,2]
[null,"2012-02-20",8,"Hverdag","Vinter",null,null,null,null,null,null,null,2]
[null,"2012-02-20",9,"Hverdag","Vinter",null,null,null,null,null,null,null,2]
[null,"2012-02-20",10,"Hverdag","Vinter",null,null,null,null,null,null,null,2]
[null,"2012-02-20",11,"Hverdag","Vinter",null,null,null,null,null,null,null,2]
[null,"2012-02-20",12,"Hverdag","Vinter",null,null,null,null,null,null,null,2]
[null,"2012-02-20",13,"Hverdag","Vinter",null,null,null,null,null,null,null,2]
[null,"2012-02-20",14,"Hverdag","Vinter",null,null,null,null,null,null,null,2]
[null,"2012-02-20",15,"Hverdag","Vinter",null,null,null,null,null,null,null,2]
[null,"2012-02-20",16,"Hverdag","Vinter",null,null,null,null,null,null,null,2]
[null,"2012-02-20",17,"Hverdag","Vinter",null,null,null,null,null,null,null,{"$f":"MONTH(B1381)","v":2}]
[null,"2012-02-20",18,"Hverdag","Vinter",null,null,null,null,null,null,null,2]
[null,"2012-02-20",19,{"$f":"CHOOSE(WEEKDAY(B1383,2),$L$165,$L$166,$L$167,$L$168,$L$169,$L$170,$L$171)","v":"Hverdag"},{"$f":"IF(AND(M1383>=4,M1383<=9),\"Sommer\",\"Vinter\")","v":"Vinter"},null,null,null,null,null,null,null,2]
[null,"2012-02-20",20,"Hverdag","Vinter",null,null,null,null,null,null,null,2]
[null,"2012-02-20",21,"Hverdag","Vinter",null,null,null,null,null,null,null,2]
[null,"2012-02-20",22,"Hverdag","Vinter",null,null,null,null,null,null,null,2]
[null,"2012-02-20",23,"Hverdag","Vinter",null,null,null,null,null,null,null,2]
[null,"2012-02-20",24,"Hverdag","Vinter",null,null,null,null,null,null,null,2]
[null,"2012-02-21",1,"Hverdag","Vinter",null,null,null,null,null,null,null,2]
[null,"2012-02-21",2,"Hverdag","Vinter",null,null,null,null,null,null,null,2]
[null,"2012-02-21",3,"Hverdag","Vinter",null,null,null,null,null,null,null,2]
[null,"2012-02-21",4,"Hverdag","Vinter",null,null,null,null,null,null,null,2]
[null,"2012-02-21",5,"Hverdag","Vinter",null,null,null,null,null,null,null,2]
[null,"2012-02-21",6,"Hverdag","Vinter",null,null,null,null,null,null,null,2]
[null,"2012-02-21",7,"Hverdag","Vinter",null,null,null,null,null,null,null,2]
[null,"2012-02-21",8,"Hverdag","Vinter",null,null,null,null,null,null,null,2]
[null,"2012-02-21",9,"Hverdag","Vinter",null,null,null,null,null,null,null,2]
[null,"2012-02-21",10,"Hverdag","Vinter",null,null,null,null,null,null,null,2]
[null,"2012-02-21",11,"Hverdag","Vinter",null,null,null,null,null,null,null,2]
[null,"2012-02-21",12,"Hverdag","Vinter",null,null,null,null,null,null,null,2]
[null,"2012-02-21",13,"Hverdag","Vinter",null,null,null,null,null,null,null,2]
[null,"2012-02-21",14,"Hverdag","Vinter",null,null,null,null,null,null,null,2]
[null,"2012-02-21",15,"Hverdag","Vinter",null,null,null,null,null,null,null,2]
[null,"2012-02-21",16,"Hverdag","Vinter",null,null,null,null,null,null,null,2]
[null,"2012-02-21",17,"Hverdag","Vinter",null,null,null,null,null,null,null,2]
[null,"2012-02-21",18,"Hverdag","Vinter",null,null,null,null,null,null,null,2]
[null,"2012-02-21",19,"Hverdag","Vinter",null,null,null,null,null,null,null,2]
[null,"2012-02-21",20,"Hverdag","Vinter",null,null,null,null,null,null,null,2]
[null,"2012-02-21",21,"Hverdag","Vinter",null,null,null,null,null,null,null,2]
[null,"2012-02-21",22,"Hverdag","Vinter",null,null,null,null,null,null,null,2]
[null,"2012-02-21",23,"Hverdag","Vinter",null,null,null,null,null,null,null,2]
[null,"2012-02-21",24,"Hverdag","Vinter",null,null,null,null,null,null,null,2]
[null,"2012-02-22",1,"Hverdag","Vinter",null,null,null,null,null,null,null,2]
[null,"2012-02-22",2,"Hverdag","Vinter",null,null,null,null,null,null,null,2]
[null,"2012-02-22",3,"Hverdag","Vinter",null,null,null,null,null,null,null,2]
[null,"2012-02-22",4,"Hverdag","Vinter",null,null,null,null,null,null,null,2]
[null,"2012-02-22",5,"Hverdag","Vinter",null,null,null,null,null,null,null,2]
[null,"2012-02-22",6,"Hverdag","Vinter",null,null,null,null,null,null,null,2]
[null,"2012-02-22",7,"Hverdag","Vinter",null,null,null,null,null,null,null,2]
[null,"2012-02-22",8,"Hverdag","Vinter",null,null,null,null,null,null,null,2]
[null,"2012-02-22",9,"Hverdag","Vinter",null,null,null,null,null,null,null,2]
[null,"2012-02-22",10,"Hverdag","Vinter",null,null,null,null,null,null,null,2]
[null,"2012-02-22",11,"Hverdag","Vinter",null,null,null,null,null,null,null,2]
[null,"2012-02-22",12,"Hverdag","Vinter",null,null,null,null,null,null,null,2]
[null,"2012-02-22",13,"Hverdag","Vinter",null,null,null,null,null,null,null,2]
[null,"2012-02-22",14,"Hverdag","Vinter",null,null,null,null,null,null,null,2]
[null,"2012-02-22",15,"Hverdag","Vinter",null,null,null,null,null,null,null,2]
[null,"2012-02-22",16,"Hverdag","Vinter",null,null,null,null,null,null,null,2]
[null,"2012-02-22",17,"Hverdag","Vinter",null,null,null,null,null,null,null,2]
[null,"2012-02-22",18,"Hverdag","Vinter",null,null,null,null,null,null,null,2]
[null,"2012-02-22",19,"Hverdag","Vinter",null,null,null,null,null,null,null,2]
[null,"2012-02-22",20,"Hverdag","Vinter",null,null,null,null,null,null,null,2]
[null,"2012-02-22",21,"Hverdag","Vinter",null,null,null,null,null,null,null,2]
[null,"2012-02-22",22,"Hverdag","Vinter",null,null,null,null,null,null,null,2]
[null,"2012-02-22",23,"Hverdag","Vinter",null,null,null,null,null,null,null,2]
[null,"2012-02-22",24,"Hverdag","Vinter",null,null,null,null,null,null,null,2]
[null,"2012-02-23",1,"Hverdag","Vinter",null,null,null,null,null,null,null,2]
[null,"2012-02-23",2,"Hverdag","Vinter",null,null,null,null,null,null,null,2]
[null,"2012-02-23",3,"Hverdag","Vinter",null,null,null,null,null,null,null,2]
[null,"2012-02-23",4,"Hverdag","Vinter",null,null,null,null,null,null,null,2]
[null,"2012-02-23",5,"Hverdag","Vinter",null,null,null,null,null,null,null,2]
[null,"2012-02-23",6,"Hverdag","Vinter",null,null,null,null,null,null,null,2]
[null,"2012-02-23",7,"Hverdag","Vinter",null,null,null,null,null,null,null,2]
[null,"2012-02-23",8,"Hverdag","Vinter",null,null,null,null,null,null,null,2]
[null,"2012-02-23",9,"Hverdag","Vinter",null,null,null,null,null,null,null,{"$f":"MONTH(B1445)","v":2}]
[null,"2012-02-23",10,"Hverdag","Vinter",null,null,null,null,null,null,null,2]
[null,"2012-02-23",11,{"$f":"CHOOSE(WEEKDAY(B1447,2),$L$165,$L$166,$L$167,$L$168,$L$169,$L$170,$L$171)","v":"Hverdag"},{"$f":"IF(AND(M1447>=4,M1447<=9),\"Sommer\",\"Vinter\")","v":"Vinter"},null,null,null,null,null,null,null,2]
[null,"2012-02-23",12,"Hverdag","Vinter",null,null,null,null,null,null,null,2]
[null,"2012-02-23",13,"Hverdag","Vinter",null,null,null,null,null,null,null,2]
[null,"2012-02-23",14,"Hverdag","Vinter",null,null,null,null,null,null,null,2]
[null,"2012-02-23",15,"Hverdag","Vinter",null,null,null,null,null,null,null,2]
[null,"2012-02-23",16,"Hverdag","Vinter",null,null,null,null,null,null,null,2]
[null,"2012-02-23",17,"Hverdag","Vinter",null,null,null,null,null,null,null,2]
[null,"2012-02-23",18,"Hverdag","Vinter",null,null,null,null,null,null,null,2]
[null,"2012-02-23",19,"Hverdag","Vinter",null,null,null,null,null,null,null,2]
[null,"2012-02-23",20,"Hverdag","Vinter",null,null,null,null,null,null,null,2]
[null,"2012-02-23",21,"Hverdag","Vinter",null,null,null,null,null,null,null,2]
[null,"2012-02-23",22,"Hverdag","Vinter",null,null,null,null,null,null,null,2]
[null,"2012-02-23",23,"Hverdag","Vinter",null,null,null,null,null,null,null,2]
[null,"2012-02-23",24,"Hverdag","Vinter",null,null,null,null,null,null,null,2]
[null,"2012-02-24",1,"Hverdag","Vinter",null,null,null,null,null,null,null,2]
[null,"2012-02-24",2,"Hverdag","Vinter",null,null,null,null,null,null,null,2]
[null,"2012-02-24",3,"Hverdag","Vinter",null,null,null,null,null,null,null,2]
[null,"2012-02-24",4,"Hverdag","Vinter",null,null,null,null,null,null,null,2]
[null,"2012-02-24",5,"Hverdag","Vinter",null,null,null,null,null,null,null,2]
[null,"2012-02-24",6,"Hverdag","Vinter",null,null,null,null,null,null,null,2]
[null,"2012-02-24",7,"Hverdag","Vinter",null,null,null,null,null,null,null,2]
[null,"2012-02-24",8,"Hverdag","Vinter",null,null,null,null,null,null,null,2]
[null,"2012-02-24",9,"Hverdag","Vinter",null,null,null,null,null,null,null,2]
[null,"2012-02-24",10,"Hverdag","Vinter",null,null,null,null,null,null,null,2]
[null,"2012-02-24",11,"Hverdag","Vinter",null,null,null,null,null,null,null,2]
[null,"2012-02-24",12,"Hverdag","Vinter",null,null,null,null,null,null,null,2]
[null,"2012-02-24",13,"Hverdag","Vinter",null,null,null,null,null,null,null,2]
[null,"2012-02-24",14,"Hverdag","Vinter",null,null,null,null,null,null,null,2]
[null,"2012-02-24",15,"Hverdag","Vinter",null,null,null,null,null,null,null,2]
[null,"2012-02-24",16,"Hverdag","Vinter",null,null,null,null,null,null,null,2]
[null,"2012-02-24",17,"Hverdag","Vinter",null,null,null,null,null,null,null,2]
[null,"2012-02-24",18,"Hverdag","Vinter",null,null,null,null,null,null,null,2]
[null,"2012-02-24",19,"Hverdag","Vinter",null,null,null,null,null,null,null,2]
[null,"2012-02-24",20,"Hverdag","Vinter",null,null,null,null,null,null,null,2]
[null,"2012-02-24",21,"Hverdag","Vinter",null,null,null,null,null,null,null,2]
[null,"2012-02-24",22,"Hverdag","Vinter",null,null,null,null,null,null,null,2]
[null,"2012-02-24",23,"Hverdag","Vinter",null,null,null,null,null,null,null,2]
[null,"2012-02-24",24,"Hverdag","Vinter",null,null,null,null,null,null,null,2]
[null,"2012-02-25",1,"Weekend","Vinter",null,null,null,null,null,null,null,2]
[null,"2012-02-25",2,"Weekend","Vinter",null,null,null,null,null,null,null,2]
[null,"2012-02-25",3,"Weekend","Vinter",null,null,null,null,null,null,null,2]
[null,"2012-02-25",4,"Weekend","Vinter",null,null,null,null,null,null,null,2]
[null,"2012-02-25",5,"Weekend","Vinter",null,null,null,null,null,null,null,2]
[null,"2012-02-25",6,"Weekend","Vinter",null,null,null,null,null,null,null,2]
[null,"2012-02-25",7,"Weekend","Vinter",null,null,null,null,null,null,null,2]
[null,"2012-02-25",8,"Weekend","Vinter",null,null,null,null,null,null,null,2]
[null,"2012-02-25",9,"Weekend","Vinter",null,null,null,null,null,null,null,2]
[null,"2012-02-25",10,"Weekend","Vinter",null,null,null,null,null,null,null,2]
[null,"2012-02-25",11,"Weekend","Vinter",null,null,null,null,null,null,null,2]
[null,"2012-02-25",12,"Weekend","Vinter",null,null,null,null,null,null,null,2]
[null,"2012-02-25",13,"Weekend","Vinter",null,null,null,null,null,null,null,2]
[null,"2012-02-25",14,"Weekend","Vinter",null,null,null,null,null,null,null,2]
[null,"2012-02-25",15,"Weekend","Vinter",null,null,null,null,null,null,null,2]
[null,"2012-02-25",16,"Weekend","Vinter",null,null,null,null,null,null,null,2]
[null,"2012-02-25",17,"Weekend","Vinter",null,null,null,null,null,null,null,2]
[null,"2012-02-25",18,"Weekend","Vinter",null,null,null,null,null,null,null,2]
[null,"2012-02-25",19,"Weekend","Vinter",null,null,null,null,null,null,null,2]
[null,"2012-02-25",20,"Weekend","Vinter",null,null,null,null,null,null,null,2]
[null,"2012-02-25",21,"Weekend","Vinter",null,null,null,null,null,null,null,2]
[null,"2012-02-25",22,"Weekend","Vinter",null,null,null,null,null,null,null,2]
[null,"2012-02-25",23,"Weekend","Vinter",null,null,null,null,null,null,null,2]
[null,"2012-02-25",24,"Weekend","Vinter",null,null,null,null,null,null,null,2]
[null,"2012-02-26",1,"Weekend","Vinter",null,null,null,null,null,null,null,{"$f":"MONTH(B1509)","v":2}]
[null,"2012-02-26",2,"Weekend","Vinter",null,null,null,null,null,null,null,2]
[null,"2012-02-26",3,{"$f":"CHOOSE(WEEKDAY(B1511,2),$L$165,$L$166,$L$167,$L$168,$L$169,$L$170,$L$171)","v":"Weekend"},{"$f":"IF(AND(M1511>=4,M1511<=9),\"Sommer\",\"Vinter\")","v":"Vinter"},null,null,null,null,null,null,null,2]
[null,"2012-02-26",4,"Weekend","Vinter",null,null,null,null,null,null,null,2]
[null,"2012-02-26",5,"Weekend","Vinter",null,null,null,null,null,null,null,2]
[null,"2012-02-26",6,"Weekend","Vinter",null,null,null,null,null,null,null,2]
[null,"2012-02-26",7,"Weekend","Vinter",null,null,null,null,null,null,null,2]
[null,"2012-02-26",8,"Weekend","Vinter",null,null,null,null,null,null,null,2]
[null,"2012-02-26",9,"Weekend","Vinter",null,null,null,null,null,null,null,2]
[null,"2012-02-26",10,"Weekend","Vinter",null,null,null,null,null,null,null,2]
[null,"2012-02-26",11,"Weekend","Vinter",null,null,null,null,null,null,null,2]
[null,"2012-02-26",12,"Weekend","Vinter",null,null,null,null,null,null,null,2]
[null,"2012-02-26",13,"Weekend","Vinter",null,null,null,null,null,null,null,2]
[null,"2012-02-26",14,"Weekend","Vinter",null,null,null,null,null,null,null,2]
[null,"2012-02-26",15,"Weekend","Vinter",null,null,null,null,null,null,null,2]
[null,"2012-02-26",16,"Weekend","Vinter",null,null,null,null,null,null,null,2]
[null,"2012-02-26",17,"Weekend","Vinter",null,null,null,null,null,null,null,2]
[null,"2012-02-26",18,"Weekend","Vinter",null,null,null,null,null,null,null,2]
[null,"2012-02-26",19,"Weekend","Vinter",null,null,null,null,null,null,null,2]
[null,"2012-02-26",20,"Weekend","Vinter",null,null,null,null,null,null,null,2]
[null,"2012-02-26",21,"Weekend","Vinter",null,null,null,null,null,null,null,2]
[null,"2012-02-26",22,"Weekend","Vinter",null,null,null,null,null,null,null,2]
[null,"2012-02-26",23,"Weekend","Vinter",null,null,null,null,null,null,null,2]
[null,"2012-02-26",24,"Weekend","Vinter",null,null,null,null,null,null,null,2]
[null,"2012-02-27",1,"Hverdag","Vinter",null,null,null,null,null,null,null,2]
[null,"2012-02-27",2,"Hverdag","Vinter",null,null,null,null,null,null,null,2]
[null,"2012-02-27",3,"Hverdag","Vinter",null,null,null,null,null,null,null,2]
[null,"2012-02-27",4,"Hverdag","Vinter",null,null,null,null,null,null,null,2]
[null,"2012-02-27",5,"Hverdag","Vinter",null,null,null,null,null,null,null,2]
[null,"2012-02-27",6,"Hverdag","Vinter",null,null,null,null,null,null,null,2]
[null,"2012-02-27",7,"Hverdag","Vinter",null,null,null,null,null,null,null,2]
[null,"2012-02-27",8,"Hverdag","Vinter",null,null,null,null,null,null,null,2]
[null,"2012-02-27",9,"Hverdag","Vinter",null,null,null,null,null,null,null,2]
[null,"2012-02-27",10,"Hverdag","Vinter",null,null,null,null,null,null,null,2]
[null,"2012-02-27",11,"Hverdag","Vinter",null,null,null,null,null,null,null,2]
[null,"2012-02-27",12,"Hverdag","Vinter",null,null,null,null,null,null,null,2]
[null,"2012-02-27",13,"Hverdag","Vinter",null,null,null,null,null,null,null,2]
[null,"2012-02-27",14,"Hverdag","Vinter",null,null,null,null,null,null,null,2]
[null,"2012-02-27",15,"Hverdag","Vinter",null,null,null,null,null,null,null,2]
[null,"2012-02-27",16,"Hverdag","Vinter",null,null,null,null,null,null,null,2]
[null,"2012-02-27",17,"Hverdag","Vinter",null,null,null,null,null,null,null,2]
[null,"2012-02-27",18,"Hverdag","Vinter",null,null,null,null,null,null,null,2]
[null,"2012-02-27",19,"Hverdag","Vinter",null,null,null,null,null,null,null,2]
[null,"2012-02-27",20,"Hverdag","Vinter",null,null,null,null,null,null,null,2]
[null,"2012-02-27",21,"Hverdag","Vinter",null,null,null,null,null,null,null,2]
[null,"2012-02-27",22,"Hverdag","Vinter",null,null,null,null,null,null,null,2]
[null,"2012-02-27",23,"Hverdag","Vinter",null,null,null,null,null,null,null,2]
[null,"2012-02-27",24,"Hverdag","Vinter",null,null,null,null,null,null,null,2]
[null,"2012-02-28",1,"Hverdag","Vinter",null,null,null,null,null,null,null,2]
[null,"2012-02-28",2,"Hverdag","Vinter",null,null,null,null,null,null,null,2]
[null,"2012-02-28",3,"Hverdag","Vinter",null,null,null,null,null,null,null,2]
[null,"2012-02-28",4,"Hverdag","Vinter",null,null,null,null,null,null,null,2]
[null,"2012-02-28",5,"Hverdag","Vinter",null,null,null,null,null,null,null,2]
[null,"2012-02-28",6,"Hverdag","Vinter",null,null,null,null,null,null,null,2]
[null,"2012-02-28",7,"Hverdag","Vinter",null,null,null,null,null,null,null,2]
[null,"2012-02-28",8,"Hverdag","Vinter",null,null,null,null,null,null,null,2]
[null,"2012-02-28",9,"Hverdag","Vinter",null,null,null,null,null,null,null,2]
[null,"2012-02-28",10,"Hverdag","Vinter",null,null,null,null,null,null,null,2]
[null,"2012-02-28",11,"Hverdag","Vinter",null,null,null,null,null,null,null,2]
[null,"2012-02-28",12,"Hverdag","Vinter",null,null,null,null,null,null,null,2]
[null,"2012-02-28",13,"Hverdag","Vinter",null,null,null,null,null,null,null,2]
[null,"2012-02-28",14,"Hverdag","Vinter",null,null,null,null,null,null,null,2]
[null,"2012-02-28",15,"Hverdag","Vinter",null,null,null,null,null,null,null,2]
[null,"2012-02-28",16,"Hverdag","Vinter",null,null,null,null,null,null,null,2]
[null,"2012-02-28",17,"Hverdag","Vinter",null,null,null,null,null,null,null,{"$f":"MONTH(B1573)","v":2}]
[null,"2012-02-28",18,"Hverdag","Vinter",null,null,null,null,null,null,null,2]
[null,"2012-02-28",19,{"$f":"CHOOSE(WEEKDAY(B1575,2),$L$165,$L$166,$L$167,$L$168,$L$169,$L$170,$L$171)","v":"Hverdag"},{"$f":"IF(AND(M1575>=4,M1575<=9),\"Sommer\",\"Vinter\")","v":"Vinter"},null,null,null,null,null,null,null,2]
[null,"2012-02-28",20,"Hverdag","Vinter",null,null,null,null,null,null,null,2]
[null,"2012-02-28",21,"Hverdag","Vinter",null,null,null,null,null,null,null,2]
[null,"2012-02-28",22,"Hverdag","Vinter",null,null,null,null,null,null,null,2]
[null,"2012-02-28",23,"Hverdag","Vinter",null,null,null,null,null,null,null,2]
[null,"2012-02-28",24,"Hverdag","Vinter",null,null,null,null,null,null,null,2]
[null,"2012-02-29",1,"Hverdag","Vinter",null,null,null,null,null,null,null,2]
[null,"2012-02-29",2,"Hverdag","Vinter",null,null,null,null,null,null,null,2]
[null,"2012-02-29",3,"Hverdag","Vinter",null,null,null,null,null,null,null,2]
[null,"2012-02-29",4,"Hverdag","Vinter",null,null,null,null,null,null,null,2]
[null,"2012-02-29",5,"Hverdag","Vinter",null,null,null,null,null,null,null,2]
[null,"2012-02-29",6,"Hverdag","Vinter",null,null,null,null,null,null,null,2]
[null,"2012-02-29",7,"Hverdag","Vinter",null,null,null,null,null,null,null,2]
[null,"2012-02-29",8,"Hverdag","Vinter",null,null,null,null,null,null,null,2]
[null,"2012-02-29",9,"Hverdag","Vinter",null,null,null,null,null,null,null,2]
[null,"2012-02-29",10,"Hverdag","Vinter",null,null,null,null,null,null,null,2]
[null,"2012-02-29",11,"Hverdag","Vinter",null,null,null,null,null,null,null,2]
[null,"2012-02-29",12,"Hverdag","Vinter",null,null,null,null,null,null,null,2]
[null,"2012-02-29",13,"Hverdag","Vinter",null,null,null,null,null,null,null,2]
[null,"2012-02-29",14,"Hverdag","Vinter",null,null,null,null,null,null,null,2]
[null,"2012-02-29",15,"Hverdag","Vinter",null,null,null,null,null,null,null,2]
[null,"2012-02-29",16,"Hverdag","Vinter",null,null,null,null,null,null,null,2]
[null,"2012-02-29",17,"Hverdag","Vinter",null,null,null,null,null,null,null,2]
[null,"2012-02-29",18,"Hverdag","Vinter",null,null,null,null,null,null,null,2]
[null,"2012-02-29",19,"Hverdag","Vinter",null,null,null,null,null,null,null,2]
[null,"2012-02-29",20,"Hverdag","Vinter",null,null,null,null,null,null,null,2]
[null,"2012-02-29",21,"Hverdag","Vinter",null,null,null,null,null,null,null,2]
[null,"2012-02-29",22,"Hverdag","Vinter",null,null,null,null,null,null,null,2]
[null,"2012-02-29",23,"Hverdag","Vinter",null,null,null,null,null,null,null,2]
[null,"2012-02-29",24,"Hverdag","Vinter",null,null,null,null,null,null,null,2]
[null,"2012-03-01",1,"Hverdag","Vinter",null,null,null,null,null,null,null,3]
[null,"2012-03-01",2,"Hverdag","Vinter",null,null,null,null,null,null,null,3]
[null,"2012-03-01",3,"Hverdag","Vinter",null,null,null,null,null,null,null,3]
[null,"2012-03-01",4,"Hverdag","Vinter",null,null,null,null,null,null,null,3]
[null,"2012-03-01",5,"Hverdag","Vinter",null,null,null,null,null,null,null,3]
[null,"2012-03-01",6,"Hverdag","Vinter",null,null,null,null,null,null,null,3]
[null,"2012-03-01",7,"Hverdag","Vinter",null,null,null,null,null,null,null,3]
[null,"2012-03-01",8,"Hverdag","Vinter",null,null,null,null,null,null,null,3]
[null,"2012-03-01",9,"Hverdag","Vinter",null,null,null,null,null,null,null,3]
[null,"2012-03-01",10,"Hverdag","Vinter",null,null,null,null,null,null,null,3]
[null,"2012-03-01",11,"Hverdag","Vinter",null,null,null,null,null,null,null,3]
[null,"2012-03-01",12,"Hverdag","Vinter",null,null,null,null,null,null,null,3]
[null,"2012-03-01",13,"Hverdag","Vinter",null,null,null,null,null,null,null,3]
[null,"2012-03-01",14,"Hverdag","Vinter",null,null,null,null,null,null,null,3]
[null,"2012-03-01",15,"Hverdag","Vinter",null,null,null,null,null,null,null,3]
[null,"2012-03-01",16,"Hverdag","Vinter",null,null,null,null,null,null,null,3]
[null,"2012-03-01",17,"Hverdag","Vinter",null,null,null,null,null,null,null,3]
[null,"2012-03-01",18,"Hverdag","Vinter",null,null,null,null,null,null,null,3]
[null,"2012-03-01",19,"Hverdag","Vinter",null,null,null,null,null,null,null,3]
[null,"2012-03-01",20,"Hverdag","Vinter",null,null,null,null,null,null,null,3]
[null,"2012-03-01",21,"Hverdag","Vinter",null,null,null,null,null,null,null,3]
[null,"2012-03-01",22,"Hverdag","Vinter",null,null,null,null,null,null,null,3]
[null,"2012-03-01",23,"Hverdag","Vinter",null,null,null,null,null,null,null,3]
[null,"2012-03-01",24,"Hverdag","Vinter",null,null,null,null,null,null,null,3]
[null,"2012-03-02",1,"Hverdag","Vinter",null,null,null,null,null,null,null,3]
[null,"2012-03-02",2,"Hverdag","Vinter",null,null,null,null,null,null,null,3]
[null,"2012-03-02",3,"Hverdag","Vinter",null,null,null,null,null,null,null,3]
[null,"2012-03-02",4,"Hverdag","Vinter",null,null,null,null,null,null,null,3]
[null,"2012-03-02",5,"Hverdag","Vinter",null,null,null,null,null,null,null,3]
[null,"2012-03-02",6,"Hverdag","Vinter",null,null,null,null,null,null,null,3]
[null,"2012-03-02",7,"Hverdag","Vinter",null,null,null,null,null,null,null,3]
[null,"2012-03-02",8,"Hverdag","Vinter",null,null,null,null,null,null,null,3]
[null,"2012-03-02",9,"Hverdag","Vinter",null,null,null,null,null,null,null,{"$f":"MONTH(B1637)","v":3}]
[null,"2012-03-02",10,"Hverdag","Vinter",null,null,null,null,null,null,null,3]
[null,"2012-03-02",11,{"$f":"CHOOSE(WEEKDAY(B1639,2),$L$165,$L$166,$L$167,$L$168,$L$169,$L$170,$L$171)","v":"Hverdag"},{"$f":"IF(AND(M1639>=4,M1639<=9),\"Sommer\",\"Vinter\")","v":"Vinter"},null,null,null,null,null,null,null,3]
[null,"2012-03-02",12,"Hverdag","Vinter",null,null,null,null,null,null,null,3]
[null,"2012-03-02",13,"Hverdag","Vinter",null,null,null,null,null,null,null,3]
[null,"2012-03-02",14,"Hverdag","Vinter",null,null,null,null,null,null,null,3]
[null,"2012-03-02",15,"Hverdag","Vinter",null,null,null,null,null,null,null,3]
[null,"2012-03-02",16,"Hverdag","Vinter",null,null,null,null,null,null,null,3]
[null,"2012-03-02",17,"Hverdag","Vinter",null,null,null,null,null,null,null,3]
[null,"2012-03-02",18,"Hverdag","Vinter",null,null,null,null,null,null,null,3]
[null,"2012-03-02",19,"Hverdag","Vinter",null,null,null,null,null,null,null,3]
[null,"2012-03-02",20,"Hverdag","Vinter",null,null,null,null,null,null,null,3]
[null,"2012-03-02",21,"Hverdag","Vinter",null,null,null,null,null,null,null,3]
[null,"2012-03-02",22,"Hverdag","Vinter",null,null,null,null,null,null,null,3]
[null,"2012-03-02",23,"Hverdag","Vinter",null,null,null,null,null,null,null,3]
[null,"2012-03-02",24,"Hverdag","Vinter",null,null,null,null,null,null,null,3]
[null,"2012-03-03",1,"Weekend","Vinter",null,null,null,null,null,null,null,3]
[null,"2012-03-03",2,"Weekend","Vinter",null,null,null,null,null,null,null,3]
[null,"2012-03-03",3,"Weekend","Vinter",null,null,null,null,null,null,null,3]
[null,"2012-03-03",4,"Weekend","Vinter",null,null,null,null,null,null,null,3]
[null,"2012-03-03",5,"Weekend","Vinter",null,null,null,null,null,null,null,3]
[null,"2012-03-03",6,"Weekend","Vinter",null,null,null,null,null,null,null,3]
[null,"2012-03-03",7,"Weekend","Vinter",null,null,null,null,null,null,null,3]
[null,"2012-03-03",8,"Weekend","Vinter",null,null,null,null,null,null,null,3]
[null,"2012-03-03",9,"Weekend","Vinter",null,null,null,null,null,null,null,3]
[null,"2012-03-03",10,"Weekend","Vinter",null,null,null,null,null,null,null,3]
[null,"2012-03-03",11,"Weekend","Vinter",null,null,null,null,null,null,null,3]
[null,"2012-03-03",12,"Weekend","Vinter",null,null,null,null,null,null,null,3]
[null,"2012-03-03",13,"Weekend","Vinter",null,null,null,null,null,null,null,3]
[null,"2012-03-03",14,"Weekend","Vinter",null,null,null,null,null,null,null,3]
[null,"2012-03-03",15,"Weekend","Vinter",null,null,null,null,null,null,null,3]
[null,"2012-03-03",16,"Weekend","Vinter",null,null,null,null,null,null,null,3]
[null,"2012-03-03",17,"Weekend","Vinter",null,null,null,null,null,null,null,3]
[null,"2012-03-03",18,"Weekend","Vinter",null,null,null,null,null,null,null,3]
[null,"2012-03-03",19,"Weekend","Vinter",null,null,null,null,null,null,null,3]
[null,"2012-03-03",20,"Weekend","Vinter",null,null,null,null,null,null,null,3]
[null,"2012-03-03",21,"Weekend","Vinter",null,null,null,null,null,null,null,3]
[null,"2012-03-03",22,"Weekend","Vinter",null,null,null,null,null,null,null,3]
[null,"2012-03-03",23,"Weekend","Vinter",null,null,null,null,null,null,null,3]
[null,"2012-03-03",24,"Weekend","Vinter",null,null,null,null,null,null,null,3]
[null,"2012-03-04",1,"Weekend","Vinter",null,null,null,null,null,null,null,3]
[null,"2012-03-04",2,"Weekend","Vinter",null,null,null,null,null,null,null,3]
[null,"2012-03-04",3,"Weekend","Vinter",null,null,null,null,null,null,null,3]
[null,"2012-03-04",4,"Weekend","Vinter",null,null,null,null,null,null,null,3]
[null,"2012-03-04",5,"Weekend","Vinter",null,null,null,null,null,null,null,3]
[null,"2012-03-04",6,"Weekend","Vinter",null,null,null,null,null,null,null,3]
[null,"2012-03-04",7,"Weekend","Vinter",null,null,null,null,null,null,null,3]
[null,"2012-03-04",8,"Weekend","Vinter",null,null,null,null,null,null,null,3]
[null,"2012-03-04",9,"Weekend","Vinter",null,null,null,null,null,null,null,3]
[null,"2012-03-04",10,"Weekend","Vinter",null,null,null,null,null,null,null,3]
[null,"2012-03-04",11,"Weekend","Vinter",null,null,null,null,null,null,null,3]
[null,"2012-03-04",12,"Weekend","Vinter",null,null,null,null,null,null,null,3]
[null,"2012-03-04",13,"Weekend","Vinter",null,null,null,null,null,null,null,3]
[null,"2012-03-04",14,"Weekend","Vinter",null,null,null,null,null,null,null,3]
[null,"2012-03-04",15,"Weekend","Vinter",null,null,null,null,null,null,null,3]
[null,"2012-03-04",16,"Weekend","Vinter",null,null,null,null,null,null,null,3]
[null,"2012-03-04",17,"Weekend","Vinter",null,null,null,null,null,null,null,3]
[null,"2012-03-04",18,"Weekend","Vinter",null,null,null,null,null,null,null,3]
[null,"2012-03-04",19,"Weekend","Vinter",null,null,null,null,null,null,null,3]
[null,"2012-03-04",20,"Weekend","Vinter",null,null,null,null,null,null,null,3]
[null,"2012-03-04",21,"Weekend","Vinter",null,null,null,null,null,null,null,3]
[null,"2012-03-04",22,"Weekend","Vinter",null,null,null,null,null,null,null,3]
[null,"2012-03-04",23,"Weekend","Vinter",null,null,null,null,null,null,null,3]
[null,"2012-03-04",24,"Weekend","Vinter",null,null,null,null,null,null,null,3]
[null,"2012-03-05",1,"Hverdag","Vinter",null,null,null,null,null,null,null,{"$f":"MONTH(B1701)","v":3}]
[null,"2012-03-05",2,"Hverdag","Vinter",null,null,null,null,null,null,null,3]
[null,"2012-03-05",3,{"$f":"CHOOSE(WEEKDAY(B1703,2),$L$165,$L$166,$L$167,$L$168,$L$169,$L$170,$L$171)","v":"Hverdag"},{"$f":"IF(AND(M1703>=4,M1703<=9),\"Sommer\",\"Vinter\")","v":"Vinter"},null,null,null,null,null,null,null,3]
[null,"2012-03-05",4,"Hverdag","Vinter",null,null,null,null,null,null,null,3]
[null,"2012-03-05",5,"Hverdag","Vinter",null,null,null,null,null,null,null,3]
[null,"2012-03-05",6,"Hverdag","Vinter",null,null,null,null,null,null,null,3]
[null,"2012-03-05",7,"Hverdag","Vinter",null,null,null,null,null,null,null,3]
[null,"2012-03-05",8,"Hverdag","Vinter",null,null,null,null,null,null,null,3]
[null,"2012-03-05",9,"Hverdag","Vinter",null,null,null,null,null,null,null,3]
[null,"2012-03-05",10,"Hverdag","Vinter",null,null,null,null,null,null,null,3]
[null,"2012-03-05",11,"Hverdag","Vinter",null,null,null,null,null,null,null,3]
[null,"2012-03-05",12,"Hverdag","Vinter",null,null,null,null,null,null,null,3]
[null,"2012-03-05",13,"Hverdag","Vinter",null,null,null,null,null,null,null,3]
[null,"2012-03-05",14,"Hverdag","Vinter",null,null,null,null,null,null,null,3]
[null,"2012-03-05",15,"Hverdag","Vinter",null,null,null,null,null,null,null,3]
[null,"2012-03-05",16,"Hverdag","Vinter",null,null,null,null,null,null,null,3]
[null,"2012-03-05",17,"Hverdag","Vinter",null,null,null,null,null,null,null,3]
[null,"2012-03-05",18,"Hverdag","Vinter",null,null,null,null,null,null,null,3]
[null,"2012-03-05",19,"Hverdag","Vinter",null,null,null,null,null,null,null,3]
[null,"2012-03-05",20,"Hverdag","Vinter",null,null,null,null,null,null,null,3]
[null,"2012-03-05",21,"Hverdag","Vinter",null,null,null,null,null,null,null,3]
[null,"2012-03-05",22,"Hverdag","Vinter",null,null,null,null,null,null,null,3]
[null,"2012-03-05",23,"Hverdag","Vinter",null,null,null,null,null,null,null,3]
[null,"2012-03-05",24,"Hverdag","Vinter",null,null,null,null,null,null,null,3]
[null,"2012-03-06",1,"Hverdag","Vinter",null,null,null,null,null,null,null,3]
[null,"2012-03-06",2,"Hverdag","Vinter",null,null,null,null,null,null,null,3]
[null,"2012-03-06",3,"Hverdag","Vinter",null,null,null,null,null,null,null,3]
[null,"2012-03-06",4,"Hverdag","Vinter",null,null,null,null,null,null,null,3]
[null,"2012-03-06",5,"Hverdag","Vinter",null,null,null,null,null,null,null,3]
[null,"2012-03-06",6,"Hverdag","Vinter",null,null,null,null,null,null,null,3]
[null,"2012-03-06",7,"Hverdag","Vinter",null,null,null,null,null,null,null,3]
[null,"2012-03-06",8,"Hverdag","Vinter",null,null,null,null,null,null,null,3]
[null,"2012-03-06",9,"Hverdag","Vinter",null,null,null,null,null,null,null,3]
[null,"2012-03-06",10,"Hverdag","Vinter",null,null,null,null,null,null,null,3]
[null,"2012-03-06",11,"Hverdag","Vinter",null,null,null,null,null,null,null,3]
[null,"2012-03-06",12,"Hverdag","Vinter",null,null,null,null,null,null,null,3]
[null,"2012-03-06",13,"Hverdag","Vinter",null,null,null,null,null,null,null,3]
[null,"2012-03-06",14,"Hverdag","Vinter",null,null,null,null,null,null,null,3]
[null,"2012-03-06",15,"Hverdag","Vinter",null,null,null,null,null,null,null,3]
[null,"2012-03-06",16,"Hverdag","Vinter",null,null,null,null,null,null,null,3]
[null,"2012-03-06",17,"Hverdag","Vinter",null,null,null,null,null,null,null,3]
[null,"2012-03-06",18,"Hverdag","Vinter",null,null,null,null,null,null,null,3]
[null,"2012-03-06",19,"Hverdag","Vinter",null,null,null,null,null,null,null,3]
[null,"2012-03-06",20,"Hverdag","Vinter",null,null,null,null,null,null,null,3]
[null,"2012-03-06",21,"Hverdag","Vinter",null,null,null,null,null,null,null,3]
[null,"2012-03-06",22,"Hverdag","Vinter",null,null,null,null,null,null,null,3]
[null,"2012-03-06",23,"Hverdag","Vinter",null,null,null,null,null,null,null,3]
[null,"2012-03-06",24,"Hverdag","Vinter",null,null,null,null,null,null,null,3]
[null,"2012-03-07",1,"Hverdag","Vinter",null,null,null,null,null,null,null,3]
[null,"2012-03-07",2,"Hverdag","Vinter",null,null,null,null,null,null,null,3]
[null,"2012-03-07",3,"Hverdag","Vinter",null,null,null,null,null,null,null,3]
[null,"2012-03-07",4,"Hverdag","Vinter",null,null,null,null,null,null,null,3]
[null,"2012-03-07",5,"Hverdag","Vinter",null,null,null,null,null,null,null,3]
[null,"2012-03-07",6,"Hverdag","Vinter",null,null,null,null,null,null,null,3]
[null,"2012-03-07",7,"Hverdag","Vinter",null,null,null,null,null,null,null,3]
[null,"2012-03-07",8,"Hverdag","Vinter",null,null,null,null,null,null,null,3]
[null,"2012-03-07",9,"Hverdag","Vinter",null,null,null,null,null,null,null,3]
[null,"2012-03-07",10,"Hverdag","Vinter",null,null,null,null,null,null,null,3]
[null,"2012-03-07",11,"Hverdag","Vinter",null,null,null,null,null,null,null,3]
[null,"2012-03-07",12,"Hverdag","Vinter",null,null,null,null,null,null,null,3]
[null,"2012-03-07",13,"Hverdag","Vinter",null,null,null,null,null,null,null,3]
[null,"2012-03-07",14,"Hverdag","Vinter",null,null,null,null,null,null,null,3]
[null,"2012-03-07",15,"Hverdag","Vinter",null,null,null,null,null,null,null,3]
[null,"2012-03-07",16,"Hverdag","Vinter",null,null,null,null,null,null,null,3]
[null,"2012-03-07",17,"Hverdag","Vinter",null,null,null,null,null,null,null,{"$f":"MONTH(B1765)","v":3}]
[null,"2012-03-07",18,"Hverdag","Vinter",null,null,null,null,null,null,null,3]
[null,"2012-03-07",19,{"$f":"CHOOSE(WEEKDAY(B1767,2),$L$165,$L$166,$L$167,$L$168,$L$169,$L$170,$L$171)","v":"Hverdag"},{"$f":"IF(AND(M1767>=4,M1767<=9),\"Sommer\",\"Vinter\")","v":"Vinter"},null,null,null,null,null,null,null,3]
[null,"2012-03-07",20,"Hverdag","Vinter",null,null,null,null,null,null,null,3]
[null,"2012-03-07",21,"Hverdag","Vinter",null,null,null,null,null,null,null,3]
[null,"2012-03-07",22,"Hverdag","Vinter",null,null,null,null,null,null,null,3]
[null,"2012-03-07",23,"Hverdag","Vinter",null,null,null,null,null,null,null,3]
[null,"2012-03-07",24,"Hverdag","Vinter",null,null,null,null,null,null,null,3]
[null,"2012-03-08",1,"Hverdag","Vinter",null,null,null,null,null,null,null,3]
[null,"2012-03-08",2,"Hverdag","Vinter",null,null,null,null,null,null,null,3]
[null,"2012-03-08",3,"Hverdag","Vinter",null,null,null,null,null,null,null,3]
[null,"2012-03-08",4,"Hverdag","Vinter",null,null,null,null,null,null,null,3]
[null,"2012-03-08",5,"Hverdag","Vinter",null,null,null,null,null,null,null,3]
[null,"2012-03-08",6,"Hverdag","Vinter",null,null,null,null,null,null,null,3]
[null,"2012-03-08",7,"Hverdag","Vinter",null,null,null,null,null,null,null,3]
[null,"2012-03-08",8,"Hverdag","Vinter",null,null,null,null,null,null,null,3]
[null,"2012-03-08",9,"Hverdag","Vinter",null,null,null,null,null,null,null,3]
[null,"2012-03-08",10,"Hverdag","Vinter",null,null,null,null,null,null,null,3]
[null,"2012-03-08",11,"Hverdag","Vinter",null,null,null,null,null,null,null,3]
[null,"2012-03-08",12,"Hverdag","Vinter",null,null,null,null,null,null,null,3]
[null,"2012-03-08",13,"Hverdag","Vinter",null,null,null,null,null,null,null,3]
[null,"2012-03-08",14,"Hverdag","Vinter",null,null,null,null,null,null,null,3]
[null,"2012-03-08",15,"Hverdag","Vinter",null,null,null,null,null,null,null,3]
[null,"2012-03-08",16,"Hverdag","Vinter",null,null,null,null,null,null,null,3]
[null,"2012-03-08",17,"Hverdag","Vinter",null,null,null,null,null,null,null,3]
[null,"2012-03-08",18,"Hverdag","Vinter",null,null,null,null,null,null,null,3]
[null,"2012-03-08",19,"Hverdag","Vinter",null,null,null,null,null,null,null,3]
[null,"2012-03-08",20,"Hverdag","Vinter",null,null,null,null,null,null,null,3]
[null,"2012-03-08",21,"Hverdag","Vinter",null,null,null,null,null,null,null,3]
[null,"2012-03-08",22,"Hverdag","Vinter",null,null,null,null,null,null,null,3]
[null,"2012-03-08",23,"Hverdag","Vinter",null,null,null,null,null,null,null,3]
[null,"2012-03-08",24,"Hverdag","Vinter",null,null,null,null,null,null,null,3]
[null,"2012-03-09",1,"Hverdag","Vinter",null,null,null,null,null,null,null,3]
[null,"2012-03-09",2,"Hverdag","Vinter",null,null,null,null,null,null,null,3]
[null,"2012-03-09",3,"Hverdag","Vinter",null,null,null,null,null,null,null,3]
[null,"2012-03-09",4,"Hverdag","Vinter",null,null,null,null,null,null,null,3]
[null,"2012-03-09",5,"Hverdag","Vinter",null,null,null,null,null,null,null,3]
[null,"2012-03-09",6,"Hverdag","Vinter",null,null,null,null,null,null,null,3]
[null,"2012-03-09",7,"Hverdag","Vinter",null,null,null,null,null,null,null,3]
[null,"2012-03-09",8,"Hverdag","Vinter",null,null,null,null,null,null,null,3]
[null,"2012-03-09",9,"Hverdag","Vinter",null,null,null,null,null,null,null,3]
[null,"2012-03-09",10,"Hverdag","Vinter",null,null,null,null,null,null,null,3]
[null,"2012-03-09",11,"Hverdag","Vinter",null,null,null,null,null,null,null,3]
[null,"2012-03-09",12,"Hverdag","Vinter",null,null,null,null,null,null,null,3]
[null,"2012-03-09",13,"Hverdag","Vinter",null,null,null,null,null,null,null,3]
[null,"2012-03-09",14,"Hverdag","Vinter",null,null,null,null,null,null,null,3]
[null,"2012-03-09",15,"Hverdag","Vinter",null,null,null,null,null,null,null,3]
[null,"2012-03-09",16,"Hverdag","Vinter",null,null,null,null,null,null,null,3]
[null,"2012-03-09",17,"Hverdag","Vinter",null,null,null,null,null,null,null,3]
[null,"2012-03-09",18,"Hverdag","Vinter",null,null,null,null,null,null,null,3]
[null,"2012-03-09",19,"Hverdag","Vinter",null,null,null,null,null,null,null,3]
[null,"2012-03-09",20,"Hverdag","Vinter",null,null,null,null,null,null,null,3]
[null,"2012-03-09",21,"Hverdag","Vinter",null,null,null,null,null,null,null,3]
[null,"2012-03-09",22,"Hverdag","Vinter",null,null,null,null,null,null,null,3]
[null,"2012-03-09",23,"Hverdag","Vinter",null,null,null,null,null,null,null,3]
[null,"2012-03-09",24,"Hverdag","Vinter",null,null,null,null,null,null,null,3]
[null,"2012-03-10",1,"Weekend","Vinter",null,null,null,null,null,null,null,3]
[null,"2012-03-10",2,"Weekend","Vinter",null,null,null,null,null,null,null,3]
[null,"2012-03-10",3,"Weekend","Vinter",null,null,null,null,null,null,null,3]
[null,"2012-03-10",4,"Weekend","Vinter",null,null,null,null,null,null,null,3]
[null,"2012-03-10",5,"Weekend","Vinter",null,null,null,null,null,null,null,3]
[null,"2012-03-10",6,"Weekend","Vinter",null,null,null,null,null,null,null,3]
[null,"2012-03-10",7,"Weekend","Vinter",null,null,null,null,null,null,null,3]
[null,"2012-03-10",8,"Weekend","Vinter",null,null,null,null,null,null,null,3]
[null,"2012-03-10",9,"Weekend","Vinter",null,null,null,null,null,null,null,{"$f":"MONTH(B1829)","v":3}]
[null,"2012-03-10",10,"Weekend","Vinter",null,null,null,null,null,null,null,3]
[null,"2012-03-10",11,{"$f":"CHOOSE(WEEKDAY(B1831,2),$L$165,$L$166,$L$167,$L$168,$L$169,$L$170,$L$171)","v":"Weekend"},{"$f":"IF(AND(M1831>=4,M1831<=9),\"Sommer\",\"Vinter\")","v":"Vinter"},null,null,null,null,null,null,null,3]
[null,"2012-03-10",12,"Weekend","Vinter",null,null,null,null,null,null,null,3]
[null,"2012-03-10",13,"Weekend","Vinter",null,null,null,null,null,null,null,3]
[null,"2012-03-10",14,"Weekend","Vinter",null,null,null,null,null,null,null,3]
[null,"2012-03-10",15,"Weekend","Vinter",null,null,null,null,null,null,null,3]
[null,"2012-03-10",16,"Weekend","Vinter",null,null,null,null,null,null,null,3]
[null,"2012-03-10",17,"Weekend","Vinter",null,null,null,null,null,null,null,3]
[null,"2012-03-10",18,"Weekend","Vinter",null,null,null,null,null,null,null,3]
[null,"2012-03-10",19,"Weekend","Vinter",null,null,null,null,null,null,null,3]
[null,"2012-03-10",20,"Weekend","Vinter",null,null,null,null,null,null,null,3]
[null,"2012-03-10",21,"Weekend","Vinter",null,null,null,null,null,null,null,3]
[null,"2012-03-10",22,"Weekend","Vinter",null,null,null,null,null,null,null,3]
[null,"2012-03-10",23,"Weekend","Vinter",null,null,null,null,null,null,null,3]
[null,"2012-03-10",24,"Weekend","Vinter",null,null,null,null,null,null,null,3]
[null,"2012-03-11",1,"Weekend","Vinter",null,null,null,null,null,null,null,3]
[null,"2012-03-11",2,"Weekend","Vinter",null,null,null,null,null,null,null,3]
[null,"2012-03-11",3,"Weekend","Vinter",null,null,null,null,null,null,null,3]
[null,"2012-03-11",4,"Weekend","Vinter",null,null,null,null,null,null,null,3]
[null,"2012-03-11",5,"Weekend","Vinter",null,null,null,null,null,null,null,3]
[null,"2012-03-11",6,"Weekend","Vinter",null,null,null,null,null,null,null,3]
[null,"2012-03-11",7,"Weekend","Vinter",null,null,null,null,null,null,null,3]
[null,"2012-03-11",8,"Weekend","Vinter",null,null,null,null,null,null,null,3]
[null,"2012-03-11",9,"Weekend","Vinter",null,null,null,null,null,null,null,3]
[null,"2012-03-11",10,"Weekend","Vinter",null,null,null,null,null,null,null,3]
[null,"2012-03-11",11,"Weekend","Vinter",null,null,null,null,null,null,null,3]
[null,"2012-03-11",12,"Weekend","Vinter",null,null,null,null,null,null,null,3]
[null,"2012-03-11",13,"Weekend","Vinter",null,null,null,null,null,null,null,3]
[null,"2012-03-11",14,"Weekend","Vinter",null,null,null,null,null,null,null,3]
[null,"2012-03-11",15,"Weekend","Vinter",null,null,null,null,null,null,null,3]
[null,"2012-03-11",16,"Weekend","Vinter",null,null,null,null,null,null,null,3]
[null,"2012-03-11",17,"Weekend","Vinter",null,null,null,null,null,null,null,3]
[null,"2012-03-11",18,"Weekend","Vinter",null,null,null,null,null,null,null,3]
[null,"2012-03-11",19,"Weekend","Vinter",null,null,null,null,null,null,null,3]
[null,"2012-03-11",20,"Weekend","Vinter",null,null,null,null,null,null,null,3]
[null,"2012-03-11",21,"Weekend","Vinter",null,null,null,null,null,null,null,3]
[null,"2012-03-11",22,"Weekend","Vinter",null,null,null,null,null,null,null,3]
[null,"2012-03-11",23,"Weekend","Vinter",null,null,null,null,null,null,null,3]
[null,"2012-03-11",24,"Weekend","Vinter",null,null,null,null,null,null,null,3]
[null,"2012-03-12",1,"Hverdag","Vinter",null,null,null,null,null,null,null,3]
[null,"2012-03-12",2,"Hverdag","Vinter",null,null,null,null,null,null,null,3]
[null,"2012-03-12",3,"Hverdag","Vinter",null,null,null,null,null,null,null,3]
[null,"2012-03-12",4,"Hverdag","Vinter",null,null,null,null,null,null,null,3]
[null,"2012-03-12",5,"Hverdag","Vinter",null,null,null,null,null,null,null,3]
[null,"2012-03-12",6,"Hverdag","Vinter",null,null,null,null,null,null,null,3]
[null,"2012-03-12",7,"Hverdag","Vinter",null,null,null,null,null,null,null,3]
[null,"2012-03-12",8,"Hverdag","Vinter",null,null,null,null,null,null,null,3]
[null,"2012-03-12",9,"Hverdag","Vinter",null,null,null,null,null,null,null,3]
[null,"2012-03-12",10,"Hverdag","Vinter",null,null,null,null,null,null,null,3]
[null,"2012-03-12",11,"Hverdag","Vinter",null,null,null,null,null,null,null,3]
[null,"2012-03-12",12,"Hverdag","Vinter",null,null,null,null,null,null,null,3]
[null,"2012-03-12",13,"Hverdag","Vinter",null,null,null,null,null,null,null,3]
[null,"2012-03-12",14,"Hverdag","Vinter",null,null,null,null,null,null,null,3]
[null,"2012-03-12",15,"Hverdag","Vinter",null,null,null,null,null,null,null,3]
[null,"2012-03-12",16,"Hverdag","Vinter",null,null,null,null,null,null,null,3]
[null,"2012-03-12",17,"Hverdag","Vinter",null,null,null,null,null,null,null,3]
[null,"2012-03-12",18,"Hverdag","Vinter",null,null,null,null,null,null,null,3]
[null,"2012-03-12",19,"Hverdag","Vinter",null,null,null,null,null,null,null,3]
[null,"2012-03-12",20,"Hverdag","Vinter",null,null,null,null,null,null,null,3]
[null,"2012-03-12",21,"Hverdag","Vinter",null,null,null,null,null,null,null,3]
[null,"2012-03-12",22,"Hverdag","Vinter",null,null,null,null,null,null,null,3]
[null,"2012-03-12",23,"Hverdag","Vinter",null,null,null,null,null,null,null,3]
[null,"2012-03-12",24,"Hverdag","Vinter",null,null,null,null,null,null,null,3]
[null,"2012-03-13",1,"Hverdag","Vinter",null,null,null,null,null,null,null,{"$f":"MONTH(B1893)","v":3}]
[null,"2012-03-13",2,"Hverdag","Vinter",null,null,null,null,null,null,null,3]
[null,"2012-03-13",3,{"$f":"CHOOSE(WEEKDAY(B1895,2),$L$165,$L$166,$L$167,$L$168,$L$169,$L$170,$L$171)","v":"Hverdag"},{"$f":"IF(AND(M1895>=4,M1895<=9),\"Sommer\",\"Vinter\")","v":"Vinter"},null,null,null,null,null,null,null,3]
[null,"2012-03-13",4,"Hverdag","Vinter",null,null,null,null,null,null,null,3]
[null,"2012-03-13",5,"Hverdag","Vinter",null,null,null,null,null,null,null,3]
[null,"2012-03-13",6,"Hverdag","Vinter",null,null,null,null,null,null,null,3]
[null,"2012-03-13",7,"Hverdag","Vinter",null,null,null,null,null,null,null,3]
[null,"2012-03-13",8,"Hverdag","Vinter",null,null,null,null,null,null,null,3]
[null,"2012-03-13",9,"Hverdag","Vinter",null,null,null,null,null,null,null,3]
[null,"2012-03-13",10,"Hverdag","Vinter",null,null,null,null,null,null,null,3]
[null,"2012-03-13",11,"Hverdag","Vinter",null,null,null,null,null,null,null,3]
[null,"2012-03-13",12,"Hverdag","Vinter",null,null,null,null,null,null,null,3]
[null,"2012-03-13",13,"Hverdag","Vinter",null,null,null,null,null,null,null,3]
[null,"2012-03-13",14,"Hverdag","Vinter",null,null,null,null,null,null,null,3]
[null,"2012-03-13",15,"Hverdag","Vinter",null,null,null,null,null,null,null,3]
[null,"2012-03-13",16,"Hverdag","Vinter",null,null,null,null,null,null,null,3]
[null,"2012-03-13",17,"Hverdag","Vinter",null,null,null,null,null,null,null,3]
[null,"2012-03-13",18,"Hverdag","Vinter",null,null,null,null,null,null,null,3]
[null,"2012-03-13",19,"Hverdag","Vinter",null,null,null,null,null,null,null,3]
[null,"2012-03-13",20,"Hverdag","Vinter",null,null,null,null,null,null,null,3]
[null,"2012-03-13",21,"Hverdag","Vinter",null,null,null,null,null,null,null,3]
[null,"2012-03-13",22,"Hverdag","Vinter",null,null,null,null,null,null,null,3]
[null,"2012-03-13",23,"Hverdag","Vinter",null,null,null,null,null,null,null,3]
[null,"2012-03-13",24,"Hverdag","Vinter",null,null,null,null,null,null,null,3]
[null,"2012-03-14",1,"Hverdag","Vinter",null,null,null,null,null,null,null,3]
[null,"2012-03-14",2,"Hverdag","Vinter",null,null,null,null,null,null,null,3]
[null,"2012-03-14",3,"Hverdag","Vinter",null,null,null,null,null,null,null,3]
[null,"2012-03-14",4,"Hverdag","Vinter",null,null,null,null,null,null,null,3]
[null,"2012-03-14",5,"Hverdag","Vinter",null,null,null,null,null,null,null,3]
[null,"2012-03-14",6,"Hverdag","Vinter",null,null,null,null,null,null,null,3]
[null,"2012-03-14",7,"Hverdag","Vinter",null,null,null,null,null,null,null,3]
[null,"2012-03-14",8,"Hverdag","Vinter",null,null,null,null,null,null,null,3]
[null,"2012-03-14",9,"Hverdag","Vinter",null,null,null,null,null,null,null,3]
[null,"2012-03-14",10,"Hverdag","Vinter",null,null,null,null,null,null,null,3]
[null,"2012-03-14",11,"Hverdag","Vinter",null,null,null,null,null,null,null,3]
[null,"2012-03-14",12,"Hverdag","Vinter",null,null,null,null,null,null,null,3]
[null,"2012-03-14",13,"Hverdag","Vinter",null,null,null,null,null,null,null,3]
[null,"2012-03-14",14,"Hverdag","Vinter",null,null,null,null,null,null,null,3]
[null,"2012-03-14",15,"Hverdag","Vinter",null,null,null,null,null,null,null,3]
[null,"2012-03-14",16,"Hverdag","Vinter",null,null,null,null,null,null,null,3]
[null,"2012-03-14",17,"Hverdag","Vinter",null,null,null,null,null,null,null,3]
[null,"2012-03-14",18,"Hverdag","Vinter",null,null,null,null,null,null,null,3]
[null,"2012-03-14",19,"Hverdag","Vinter",null,null,null,null,null,null,null,3]
[null,"2012-03-14",20,"Hverdag","Vinter",null,null,null,null,null,null,null,3]
[null,"2012-03-14",21,"Hverdag","Vinter",null,null,null,null,null,null,null,3]
[null,"2012-03-14",22,"Hverdag","Vinter",null,null,null,null,null,null,null,3]
[null,"2012-03-14",23,"Hverdag","Vinter",null,null,null,null,null,null,null,3]
[null,"2012-03-14",24,"Hverdag","Vinter",null,null,null,null,null,null,null,3]
[null,"2012-03-15",1,"Hverdag","Vinter",null,null,null,null,null,null,null,3]
[null,"2012-03-15",2,"Hverdag","Vinter",null,null,null,null,null,null,null,3]
[null,"2012-03-15",3,"Hverdag","Vinter",null,null,null,null,null,null,null,3]
[null,"2012-03-15",4,"Hverdag","Vinter",null,null,null,null,null,null,null,3]
[null,"2012-03-15",5,"Hverdag","Vinter",null,null,null,null,null,null,null,3]
[null,"2012-03-15",6,"Hverdag","Vinter",null,null,null,null,null,null,null,3]
[null,"2012-03-15",7,"Hverdag","Vinter",null,null,null,null,null,null,null,3]
[null,"2012-03-15",8,"Hverdag","Vinter",null,null,null,null,null,null,null,3]
[null,"2012-03-15",9,"Hverdag","Vinter",null,null,null,null,null,null,null,3]
[null,"2012-03-15",10,"Hverdag","Vinter",null,null,null,null,null,null,null,3]
[null,"2012-03-15",11,"Hverdag","Vinter",null,null,null,null,null,null,null,3]
[null,"2012-03-15",12,"Hverdag","Vinter",null,null,null,null,null,null,null,3]
[null,"2012-03-15",13,"Hverdag","Vinter",null,null,null,null,null,null,null,3]
[null,"2012-03-15",14,"Hverdag","Vinter",null,null,null,null,null,null,null,3]
[null,"2012-03-15",15,"Hverdag","Vinter",null,null,null,null,null,null,null,3]
[null,"2012-03-15",16,"Hverdag","Vinter",null,null,null,null,null,null,null,3]
[null,"2012-03-15",17,"Hverdag","Vinter",null,null,null,null,null,null,null,{"$f":"MONTH(B1957)","v":3}]
[null,"2012-03-15",18,"Hverdag","Vinter",null,null,null,null,null,null,null,3]
[null,"2012-03-15",19,{"$f":"CHOOSE(WEEKDAY(B1959,2),$L$165,$L$166,$L$167,$L$168,$L$169,$L$170,$L$171)","v":"Hverdag"},{"$f":"IF(AND(M1959>=4,M1959<=9),\"Sommer\",\"Vinter\")","v":"Vinter"},null,null,null,null,null,null,null,3]
[null,"2012-03-15",20,"Hverdag","Vinter",null,null,null,null,null,null,null,3]
[null,"2012-03-15",21,"Hverdag","Vinter",null,null,null,null,null,null,null,3]
[null,"2012-03-15",22,"Hverdag","Vinter",null,null,null,null,null,null,null,3]
[null,"2012-03-15",23,"Hverdag","Vinter",null,null,null,null,null,null,null,3]
[null,"2012-03-15",24,"Hverdag","Vinter",null,null,null,null,null,null,null,3]
[null,"2012-03-16",1,"Hverdag","Vinter",null,null,null,null,null,null,null,3]
[null,"2012-03-16",2,"Hverdag","Vinter",null,null,null,null,null,null,null,3]
[null,"2012-03-16",3,"Hverdag","Vinter",null,null,null,null,null,null,null,3]
[null,"2012-03-16",4,"Hverdag","Vinter",null,null,null,null,null,null,null,3]
[null,"2012-03-16",5,"Hverdag","Vinter",null,null,null,null,null,null,null,3]
[null,"2012-03-16",6,"Hverdag","Vinter",null,null,null,null,null,null,null,3]
[null,"2012-03-16",7,"Hverdag","Vinter",null,null,null,null,null,null,null,3]
[null,"2012-03-16",8,"Hverdag","Vinter",null,null,null,null,null,null,null,3]
[null,"2012-03-16",9,"Hverdag","Vinter",null,null,null,null,null,null,null,3]
[null,"2012-03-16",10,"Hverdag","Vinter",null,null,null,null,null,null,null,3]
[null,"2012-03-16",11,"Hverdag","Vinter",null,null,null,null,null,null,null,3]
[null,"2012-03-16",12,"Hverdag","Vinter",null,null,null,null,null,null,null,3]
[null,"2012-03-16",13,"Hverdag","Vinter",null,null,null,null,null,null,null,3]
[null,"2012-03-16",14,"Hverdag","Vinter",null,null,null,null,null,null,null,3]
[null,"2012-03-16",15,"Hverdag","Vinter",null,null,null,null,null,null,null,3]
[null,"2012-03-16",16,"Hverdag","Vinter",null,null,null,null,null,null,null,3]
[null,"2012-03-16",17,"Hverdag","Vinter",null,null,null,null,null,null,null,3]
[null,"2012-03-16",18,"Hverdag","Vinter",null,null,null,null,null,null,null,3]
[null,"2012-03-16",19,"Hverdag","Vinter",null,null,null,null,null,null,null,3]
[null,"2012-03-16",20,"Hverdag","Vinter",null,null,null,null,null,null,null,3]
[null,"2012-03-16",21,"Hverdag","Vinter",null,null,null,null,null,null,null,3]
[null,"2012-03-16",22,"Hverdag","Vinter",null,null,null,null,null,null,null,3]
[null,"2012-03-16",23,"Hverdag","Vinter",null,null,null,null,null,null,null,3]
[null,"2012-03-16",24,"Hverdag","Vinter",null,null,null,null,null,null,null,3]
[null,"2012-03-17",1,"Weekend","Vinter",null,null,null,null,null,null,null,3]
[null,"2012-03-17",2,"Weekend","Vinter",null,null,null,null,null,null,null,3]
[null,"2012-03-17",3,"Weekend","Vinter",null,null,null,null,null,null,null,3]
[null,"2012-03-17",4,"Weekend","Vinter",null,null,null,null,null,null,null,3]
[null,"2012-03-17",5,"Weekend","Vinter",null,null,null,null,null,null,null,3]
[null,"2012-03-17",6,"Weekend","Vinter",null,null,null,null,null,null,null,3]
[null,"2012-03-17",7,"Weekend","Vinter",null,null,null,null,null,null,null,3]
[null,"2012-03-17",8,"Weekend","Vinter",null,null,null,null,null,null,null,3]
[null,"2012-03-17",9,"Weekend","Vinter",null,null,null,null,null,null,null,3]
[null,"2012-03-17",10,"Weekend","Vinter",null,null,null,null,null,null,null,3]
[null,"2012-03-17",11,"Weekend","Vinter",null,null,null,null,null,null,null,3]
[null,"2012-03-17",12,"Weekend","Vinter",null,null,null,null,null,null,null,3]
[null,"2012-03-17",13,"Weekend","Vinter",null,null,null,null,null,null,null,3]
[null,"2012-03-17",17,"Weekend","Vinter",null,null,null,null,null,null,null,3]
[null,"2012-03-17",20,"Weekend","Vinter",null,null,null,null,null,null,null,3]
[null,"2012-03-17",24,"Weekend","Vinter",null,null,null,null,null,null,null,3]
[null,"2012-03-18",2,"Weekend","Vinter",null,null,null,null,null,null,null,3]
[null,"2012-03-18",7,"Weekend","Vinter",null,null,null,null,null,null,null,3]
[null,"2012-03-18",8,"Weekend","Vinter",null,null,null,null,null,null,null,3]
[null,"2012-03-18",11,{"$f":"CHOOSE(WEEKDAY(B2023,2),$L$165,$L$166,$L$167,$L$168,$L$169,$L$170,$L$171)","v":"Weekend"},{"$f":"IF(AND(M2023>=4,M2023<=9),\"Sommer\",\"Vinter\")","v":"Vinter"},null,null,null,null,null,null,null,3]
[null,"2012-03-18",15,"Weekend","Vinter",null,null,null,null,null,null,null,3]
[null,"2012-03-18",19,"Weekend","Vinter",null,null,null,null,null,null,null,3]
[null,"2012-03-18",22,"Weekend","Vinter",null,null,null,null,null,null,null,3]
[null,"2012-03-19",2,"Hverdag","Vinter",null,null,null,null,null,null,null,3]
[null,"2012-03-19",5,"Hverdag","Vinter",null,null,null,null,null,null,null,3]
[null,"2012-03-19",8,"Hverdag","Vinter",null,null,null,null,null,null,null,3]
[null,"2012-03-19",10,"Hverdag","Vinter",null,null,null,null,null,null,null,3]
[null,"2012-03-19",13,"Hverdag","Vinter",null,null,null,null,null,null,null,3]
[null,"2012-03-19",17,"Hverdag","Vinter",null,null,null,null,null,null,null,3]
[null,"2012-03-19",21,"Hverdag","Vinter",null,null,null,null,null,null,null,3]
[null,"2012-03-19",24,"Hverdag","Vinter",null,null,null,null,null,null,null,3]
[null,"2012-03-20",4,"Hverdag","Vinter",null,null,null,null,null,null,null,3]
[null,"2012-03-20",7,"Hverdag","Vinter",null,null,null,null,null,null,null,3]
[null,"2012-03-20",8,"Hverdag","Vinter",null,null,null,null,null,null,null,3]
[null,"2012-03-20",14,"Hverdag","Vinter",null,null,null,null,null,null,null,3]
[null,"2012-03-20",15,"Hverdag","Vinter",null,null,null,null,null,null,null,3]
[null,"2012-03-20",19,"Hverdag","Vinter",null,null,null,null,null,null,null,3]
[null,"2012-03-20",22,"Hverdag","Vinter",null,null,null,null,null,null,null,3]
[null,"2012-03-21",3,{"$f":"CHOOSE(WEEKDAY(B2087,2),$L$165,$L$166,$L$167,$L$168,$L$169,$L$170,$L$171)","v":"Hverdag"},{"$f":"IF(AND(M2087>=4,M2087<=9),\"Sommer\",\"Vinter\")","v":"Vinter"},null,null,null,null,null,null,null,3]
[null,"2012-03-21",6,"Hverdag","Vinter",null,null,null,null,null,null,null,3]
[null,"2012-03-21",9,"Hverdag","Vinter",null,null,null,null,null,null,null,3]
[null,"2012-03-21",10,"Hverdag","Vinter",null,null,null,null,null,null,null,3]
[null,"2012-03-21",13,"Hverdag","Vinter",null,null,null,null,null,null,null,3]
[null,"2012-03-21",16,"Hverdag","Vinter",null,null,null,null,null,null,null,3]
[null,"2012-03-21",21,"Hverdag","Vinter",null,null,null,null,null,null,null,3]
[null,"2012-03-21",24,"Hverdag","Vinter",null,null,null,null,null,null,null,3]
[null,"2012-03-22",3,"Hverdag","Vinter",null,null,null,null,null,null,null,3]
[null,"2012-03-22",5,"Hverdag","Vinter",null,null,null,null,null,null,null,3]
[null,"2012-03-22",11,"Hverdag","Vinter",null,null,null,null,null,null,null,3]
[null,"2012-03-22",12,"Hverdag","Vinter",null,null,null,null,null,null,null,3]
[null,"2012-03-22",15,"Hverdag","Vinter",null,null,null,null,null,null,null,3]
[null,"2012-03-22",18,"Hverdag","Vinter",null,null,null,null,null,null,null,3]
[null,"2012-03-22",22,"Hverdag","Vinter",null,null,null,null,null,null,null,3]
[null,"2012-03-23",2,"Hverdag","Vinter",null,null,null,null,null,null,null,3]
[null,"2012-03-23",6,"Hverdag","Vinter",null,null,null,null,null,null,null,3]
[null,"2012-03-23",9,"Hverdag","Vinter",null,null,null,null,null,null,null,3]
[null,"2012-03-23",11,"Hverdag","Vinter",null,null,null,null,null,null,null,3]
[null,"2012-03-23",14,"Hverdag","Vinter",null,null,null,null,null,null,null,3]
[null,"2012-03-23",17,"Hverdag","Vinter",null,null,null,null,null,null,null,{"$f":"MONTH(B2149)","v":3}]
[null,"2012-03-23",20,"Hverdag","Vinter",null,null,null,null,null,null,null,3]
[null,"2012-03-23",24,"Hverdag","Vinter",null,null,null,null,null,null,null,3]
[null,"2012-03-24",4,"Weekend","Vinter",null,null,null,null,null,null,null,3]
[null,"2012-03-24",8,"Weekend","Vinter",null,null,null,null,null,null,null,3]
[null,"2012-03-24",11,"Weekend","Vinter",null,null,null,null,null,null,null,3]
[null,"2012-03-24",14,"Weekend","Vinter",null,null,null,null,null,null,null,3]
[null,"2012-03-24",17,"Weekend","Vinter",null,null,null,null,null,null,null,3]
[null,"2012-03-24",19,"Weekend","Vinter",null,null,null,null,null,null,null,3]
[null,"2012-03-24",23,"Weekend","Vinter",null,null,null,null,null,null,null,3]
[null,"2012-03-25",2,"Weekend","Vinter",null,null,null,null,null,null,null,3]
[null,"2012-03-25",5,"Weekend","Vinter",null,null,null,null,null,null,null,3]
[null,"2012-03-25",10,"Weekend","Vinter",null,null,null,null,null,null,null,3]
[null,"2012-03-25",13,"Weekend","Vinter",null,null,null,null,null,null,null,3]
[null,"2012-03-25",16,"Weekend","Vinter",null,null,null,null,null,null,null,3]
[null,"2012-03-25",17,"Weekend","Vinter",null,null,null,null,null,null,null,3]
[null,"2012-03-25",23,"Weekend","Vinter",null,null,null,null,null,null,null,3]
[null,"2012-03-26",1,"Hverdag","Vinter",null,null,null,null,null,null,null,3]
[null,"2012-03-26",4,"Hverdag","Vinter",null,null,null,null,null,null,null,3]
[null,"2012-03-26",7,"Hverdag","Vinter",null,null,null,null,null,null,null,3]
[null,"2012-03-26",12,"Hverdag","Vinter",null,null,null,null,null,null,null,3]
[null,"2012-03-26",15,"Hverdag","Vinter",null,null,null,null,null,null,null,3]
[null,"2012-03-26",18,"Hverdag","Vinter",null,null,null,null,null,null,null,3]
[null,"2012-03-26",19,"Hverdag","Vinter",null,null,null,null,null,null,null,3]
[null,"2012-03-26",22,"Hverdag","Vinter",null,null,null,null,null,null,null,3]
[null,"2012-03-27",1,"Hverdag","Vinter",null,null,null,null,null,null,null,3]
[null,"2012-03-27",6,"Hverdag","Vinter",null,null,null,null,null,null,null,3]
[null,"2012-03-27",9,"Hverdag","Vinter",null,null,null,null,null,null,null,3]
[null,"2012-03-27",13,"Hverdag","Vinter",null,null,null,null,null,null,null,3]
[null,"2012-03-27",14,"Hverdag","Vinter",null,null,null,null,null,null,null,3]
[null,"2012-03-27",18,"Hverdag","Vinter",null,null,null,null,null,null,null,3]
[null,"2012-03-27",21,"Hverdag","Vinter",null,null,null,null,null,null,null,3]
[null,"2012-03-27",24,"Hverdag","Vinter",null,null,null,null,null,null,null,3]
[null,"2012-03-28",4,"Hverdag","Vinter",null,null,null,null,null,null,null,3]
[null,"2012-03-28",7,"Hverdag","Vinter",null,null,null,null,null,null,null,3]
[null,"2012-03-28",11,"Hverdag","Vinter",null,null,null,null,null,null,null,3]
[null,"2012-03-28",15,"Hverdag","Vinter",null,null,null,null,null,null,null,3]
[null,"2012-03-28",18,"Hverdag","Vinter",null,null,null,null,null,null,null,3]
[null,"2012-03-28",20,"Hverdag","Vinter",null,null,null,null,null,null,null,3]
[null,"2012-03-28",23,"Hverdag","Vinter",null,null,null,null,null,null,null,3]
[null,"2012-03-29",2,"Hverdag","Vinter",null,null,null,null,null,null,null,3]
[null,"2012-03-29",6,"Hverdag","Vinter",null,null,null,null,null,null,null,3]
[null,"2012-03-29",9,"Hverdag","Vinter",null,null,null,null,null,null,null,3]
[null,"2012-03-29",13,"Hverdag","Vinter",null,null,null,null,null,null,null,3]
[null,"2012-03-29",17,"Hverdag","Vinter",null,null,null,null,null,null,null,3]
[null,"2012-03-29",20,"Hverdag","Vinter",null,null,null,null,null,null,null,3]
[null,"2012-03-29",21,"Hverdag","Vinter",null,null,null,null,null,null,null,3]
[null,"2012-03-30",2,"Hverdag","Vinter",null,null,null,null,null,null,null,3]
[null,"2012-03-30",4,"Hverdag","Vinter",null,null,null,null,null,null,null,3]
[null,"2012-03-30",8,"Hverdag","Vinter",null,null,null,null,null,null,null,3]
[null,"2012-03-30",11,"Hverdag","Vinter",null,null,null,null,null,null,null,3]
[null,"2012-03-30",15,"Hverdag","Vinter",null,null,null,null,null,null,null,3]
[null,"2012-03-30",19,"Hverdag","Vinter",null,null,null,null,null,null,null,3]
[null,"2012-03-30",22,"Hverdag","Vinter",null,null,null,null,null,null,null,3]
[null,"2012-03-30",23,"Hverdag","Vinter",null,null,null,null,null,null,null,3]
[null,"2012-03-31",2,"Weekend","Vinter",null,null,null,null,null,null,null,3]
[null,"2012-03-31",8,"Weekend","Vinter",null,null,null,null,null,null,null,3]
[null,"2012-03-31",10,"Weekend","Vinter",null,null,null,null,null,null,null,3]
[null,"2012-03-31",13,"Weekend","Vinter",null,null,null,null,null,null,null,3]
[null,"2012-03-31",17,"Weekend","Vinter",null,null,null,null,null,null,null,{"$f":"MONTH(B2341)","v":3}]
[null,"2012-03-31",20,"Weekend","Vinter",null,null,null,null,null,null,null,3]
[null,"2012-03-31",21,"Weekend","Vinter",null,null,null,null,null,null,null,3]
[null,"2012-04-01",1,"Weekend","Sommer",null,null,null,null,null,null,null,4]
[null,"2012-04-01",4,"Weekend","Sommer",null,null,null,null,null,null,null,4]
[null,"2012-04-01",8,"Weekend","Sommer",null,null,null,null,null,null,null,4]
[null,"2012-04-01",10,"Weekend","Sommer",null,null,null,null,null,null,null,4]
[null,"2012-04-01",15,"Weekend","Sommer",null,null,null,null,null,null,null,4]
[null,"2012-04-01",19,"Weekend","Sommer",null,null,null,null,null,null,null,4]
[null,"2012-04-01",22,"Weekend","Sommer",null,null,null,null,null,null,null,4]
[null,"2012-04-02",1,"Hverdag","Sommer",null,null,null,null,null,null,null,4]
[null,"2012-04-02",3,"Hverdag","Sommer",null,null,null,null,null,null,null,4]
[null,"2012-04-02",6,"Hverdag","Sommer",null,null,null,null,null,null,null,4]
[null,"2012-04-02",10,"Hverdag","Sommer",null,null,null,null,null,null,null,4]
[null,"2012-04-02",13,"Hverdag","Sommer",null,null,null,null,null,null,null,4]
[null,"2012-04-02",16,"Hverdag","Sommer",null,null,null,null,null,null,null,4]
[null,"2012-04-02",21,"Hverdag","Sommer",null,null,null,null,null,null,null,4]
[null,"2012-04-02",24,"Hverdag","Sommer",null,null,null,null,null,null,null,4]
[null,"2012-04-03",3,"Hverdag","Sommer",null,null,null,null,null,null,null,4]
[null,"2012-04-03",5,"Hverdag","Sommer",null,null,null,null,null,null,null,4]
[null,"2012-04-03",8,"Hverdag","Sommer",null,null,null,null,null,null,null,4]
[null,"2012-04-03",12,"Hverdag","Sommer",null,null,null,null,null,null,null,4]
[null,"2012-04-03",15,"Hverdag","Sommer",null,null,null,null,null,null,null,4]
[null,"2012-04-03",18,"Hverdag","Sommer",null,null,null,null,null,null,null,4]
[null,"2012-04-03",22,"Hverdag","Sommer",null,null,null,null,null,null,null,4]
[null,"2012-04-04",2,"Hverdag","Sommer",null,null,null,null,null,null,null,4]
[null,"2012-04-04",3,"Hverdag","Sommer",null,null,null,null,null,null,null,4]
[null,"2012-04-04",6,"Hverdag","Sommer",null,null,null,null,null,null,null,4]
[null,"2012-04-04",11,"Hverdag","Sommer",null,null,null,null,null,null,null,4]
[null,"2012-04-04",14,"Hverdag","Sommer",null,null,null,null,null,null,null,4]
[null,"2012-04-04",17,"Hverdag","Sommer",null,null,null,null,null,null,null,4]
[null,"2012-04-04",20,"Hverdag","Sommer",null,null,null,null,null,null,null,4]
[null,"2012-04-04",24,"Hverdag","Sommer",null,null,null,null,null,null,null,4]
[null,"2012-04-05",4,"Hverdag","Sommer",null,null,null,null,null,null,null,4]
[null,"2012-04-05",5,"Hverdag","Sommer",null,null,null,null,null,null,null,4]
[null,"2012-04-05",8,"Hverdag","Sommer",null,null,null,null,null,null,null,4]
[null,"2012-04-05",11,"Hverdag","Sommer",null,null,null,null,null,null,null,4]
[null,"2012-04-05",17,"Hverdag","Sommer",null,null,null,null,null,null,null,4]
[null,"2012-04-05",19,"Hverdag","Sommer",null,null,null,null,null,null,null,4]
[null,"2012-04-05",23,"Hverdag","Sommer",null,null,null,null,null,null,null,4]
[null,"2012-04-06",2,"Hverdag","Sommer",null,null,null,null,null,null,null,4]
[null,"2012-04-06",5,"Hverdag","Sommer",null,null,null,null,null,null,null,4]
[null,"2012-04-06",6,"Hverdag","Sommer",null,null,null,null,null,null,null,4]
[null,"2012-04-06",10,"Hverdag","Sommer",null,null,null,null,null,null,null,4]
[null,"2012-04-06",13,"Hverdag","Sommer",null,null,null,null,null,null,null,4]
[null,"2012-04-06",17,"Hverdag","Sommer",null,null,null,null,null,null,null,4]
[null,"2012-04-06",19,"Hverdag","Sommer",null,null,null,null,null,null,null,4]
[null,"2012-04-07",1,"Weekend","Sommer",null,null,null,null,null,null,null,4]
[null,"2012-04-07",4,"Weekend","Sommer",null,null,null,null,null,null,null,4]
[null,"2012-04-07",7,"Weekend","Sommer",null,null,null,null,null,null,null,4]
[null,"2012-04-07",8,"Weekend","Sommer",null,null,null,null,null,null,null,4]
[null,"2012-04-07",12,"Weekend","Sommer",null,null,null,null,null,null,null,4]
[null,"2012-04-07",15,"Weekend","Sommer",null,null,null,null,null,null,null,4]
[null,"2012-04-07",19,"Weekend","Sommer",null,null,null,null,null,null,null,4]
[null,"2012-04-07",22,"Weekend","Sommer",null,null,null,null,null,null,null,4]
[null,"2012-04-08",1,"Weekend","Sommer",null,null,null,null,null,null,null,4]
[null,"2012-04-08",6,"Weekend","Sommer",null,null,null,null,null,null,null,4]
[null,"2012-04-08",9,"Weekend","Sommer",null,null,null,null,null,null,null,4]
[null,"2012-04-08",10,"Weekend","Sommer",null,null,null,null,null,null,null,4]
[null,"2012-04-08",13,"Weekend","Sommer",null,null,null,null,null,null,null,4]
[null,"2012-04-08",18,"Weekend","Sommer",null,null,null,null,null,null,null,4]
[null,"2012-04-08",21,"Weekend","Sommer",null,null,null,null,null,null,null,4]
[null,"2012-04-08",24,"Weekend","Sommer",null,null,null,null,null,null,null,4]
[null,"2012-04-09",4,"Hverdag","Sommer",null,null,null,null,null,null,null,4]
[null,"2012-04-09",7,"Hverdag","Sommer",null,null,null,null,null,null,null,4]
[null,"2012-04-09",11,"Hverdag","Sommer",null,null,null,null,null,null,null,4]
[null,"2012-04-09",12,"Hverdag","Sommer",null,null,null,null,null,null,null,4]
[null,"2012-04-09",15,"Hverdag","Sommer",null,null,null,null,null,null,null,4]
[null,"2012-04-09",19,"Hverdag","Sommer",null,null,null,null,null,null,null,4]
[null,"2012-04-09",24,"Hverdag","Sommer",null,null,null,null,null,null,null,4]
[null,"2012-04-10",2,"Hverdag","Sommer",null,null,null,null,null,null,null,4]
[null,"2012-04-10",6,"Hverdag","Sommer",null,null,null,null,null,null,null,4]
[null,"2012-04-10",9,"Hverdag","Sommer",null,null,null,null,null,null,null,4]
[null,"2012-04-10",13,"Hverdag","Sommer",null,null,null,null,null,null,null,4]
[null,"2012-04-10",14,"Hverdag","Sommer",null,null,null,null,null,null,null,4]
[null,"2012-04-10",17,"Hverdag","Sommer",null,null,null,null,null,null,null,4]
[null,"2012-04-10",21,"Hverdag","Sommer",null,null,null,null,null,null,null,4]
[null,"2012-04-10",24,"Hverdag","Sommer",null,null,null,null,null,null,null,4]
[null,"2012-04-11",2,"Hverdag","Sommer",null,null,null,null,null,null,null,4]
[null,"2012-04-11",8,"Hverdag","Sommer",null,null,null,null,null,null,null,4]
[null,"2012-04-11",11,{"$f":"CHOOSE(WEEKDAY(B2599,2),$L$165,$L$166,$L$167,$L$168,$L$169,$L$170,$L$171)","v":"Hverdag"},{"$f":"IF(AND(M2599>=4,M2599<=9),\"Sommer\",\"Vinter\")","v":"Sommer"},null,null,null,null,null,null,null,4]
[null,"2012-04-11",12,"Hverdag","Sommer",null,null,null,null,null,null,null,4]
[null,"2012-04-11",15,"Hverdag","Sommer",null,null,null,null,null,null,null,4]
[null,"2012-04-11",19,"Hverdag","Sommer",null,null,null,null,null,null,null,4]
[null,"2012-04-11",23,"Hverdag","Sommer",null,null,null,null,null,null,null,4]
[null,"2012-04-12",2,"Hverdag","Sommer",null,null,null,null,null,null,null,4]
[null,"2012-04-12",4,"Hverdag","Sommer",null,null,null,null,null,null,null,4]
[null,"2012-04-12",10,"Hverdag","Sommer",null,null,null,null,null,null,null,4]
[null,"2012-04-12",13,"Hverdag","Sommer",null,null,null,null,null,null,null,4]
[null,"2012-04-12",14,"Hverdag","Sommer",null,null,null,null,null,null,null,4]
[null,"2012-04-12",17,"Hverdag","Sommer",null,null,null,null,null,null,null,4]
[null,"2012-04-12",21,"Hverdag","Sommer",null,null,null,null,null,null,null,4]
[null,"2012-04-13",1,"Hverdag","Sommer",null,null,null,null,null,null,null,4]
[null,"2012-04-13",4,"Hverdag","Sommer",null,null,null,null,null,null,null,4]
[null,"2012-04-13",8,"Hverdag","Sommer",null,null,null,null,null,null,null,4]
[null,"2012-04-13",10,"Hverdag","Sommer",null,null,null,null,null,null,null,4]
[null,"2012-04-13",15,"Hverdag","Sommer",null,null,null,null,null,null,null,4]
[null,"2012-04-13",16,"Hverdag","Sommer",null,null,null,null,null,null,null,4]
[null,"2012-04-13",19,"Hverdag","Sommer",null,null,null,null,null,null,null,4]
[null,"2012-04-13",22,"Hverdag","Sommer",null,null,null,null,null,null,null,4]
[null,"2012-04-14",3,{"$f":"CHOOSE(WEEKDAY(B2663,2),$L$165,$L$166,$L$167,$L$168,$L$169,$L$170,$L$171)","v":"Weekend"},{"$f":"IF(AND(M2663>=4,M2663<=9),\"Sommer\",\"Vinter\")","v":"Sommer"},null,null,null,null,null,null,null,4]
[null,"2012-04-14",6,"Weekend","Sommer",null,null,null,null,null,null,null,4]
[null,"2012-04-14",10,"Weekend","Sommer",null,null,null,null,null,null,null,4]
[null,"2012-04-14",13,"Weekend","Sommer",null,null,null,null,null,null,null,4]
[null,"2012-04-14",16,"Weekend","Sommer",null,null,null,null,null,null,null,4]
[null,"2012-04-14",18,"Weekend","Sommer",null,null,null,null,null,null,null,4]
[null,"2012-04-14",21,"Weekend","Sommer",null,null,null,null,null,null,null,4]
[null,"2012-04-14",24,"Weekend","Sommer",null,null,null,null,null,null,null,4]
[null,"2012-04-15",4,"Weekend","Sommer",null,null,null,null,null,null,null,4]
[null,"2012-04-15",9,"Weekend","Sommer",null,null,null,null,null,null,null,4]
[null,"2012-04-15",12,"Weekend","Sommer",null,null,null,null,null,null,null,4]
[null,"2012-04-15",15,"Weekend","Sommer",null,null,null,null,null,null,null,4]
[null,"2012-04-15",18,"Weekend","Sommer",null,null,null,null,null,null,null,4]
[null,"2012-04-15",22,"Weekend","Sommer",null,null,null,null,null,null,null,4]
[null,"2012-04-15",23,"Weekend","Sommer",null,null,null,null,null,null,null,4]
[null,"2012-04-16",3,"Hverdag","Sommer",null,null,null,null,null,null,null,4]
[null,"2012-04-16",6,"Hverdag","Sommer",null,null,null,null,null,null,null,4]
[null,"2012-04-16",9,"Hverdag","Sommer",null,null,null,null,null,null,null,4]
[null,"2012-04-16",11,"Hverdag","Sommer",null,null,null,null,null,null,null,4]
[null,"2012-04-16",17,"Hverdag","Sommer",null,null,null,null,null,null,null,{"$f":"MONTH(B2725)","v":4}]
[null,"2012-04-16",20,"Hverdag","Sommer",null,null,null,null,null,null,null,4]
[null,"2012-04-16",21,"Hverdag","Sommer",null,null,null,null,null,null,null,4]
[null,"2012-04-16",24,"Hverdag","Sommer",null,null,null,null,null,null,null,4]
[null,"2012-04-17",5,"Hverdag","Sommer",null,null,null,null,null,null,null,4]
[null,"2012-04-17",8,"Hverdag","Sommer",null,null,null,null,null,null,null,4]
[null,"2012-04-17",11,"Hverdag","Sommer",null,null,null,null,null,null,null,4]
[null,"2012-04-17",15,"Hverdag","Sommer",null,null,null,null,null,null,null,4]
[null,"2012-04-17",17,"Hverdag","Sommer",null,null,null,null,null,null,null,4]
[null,"2012-04-17",22,"Hverdag","Sommer",null,null,null,null,null,null,null,4]
[null,"2012-04-17",23,"Hverdag","Sommer",null,null,null,null,null,null,null,4]
[null,"2012-04-18",2,"Hverdag","Sommer",null,null,null,null,null,null,null,4]
[null,"2012-04-18",6,"Hverdag","Sommer",null,null,null,null,null,null,null,4]
[null,"2012-04-18",10,"Hverdag","Sommer",null,null,null,null,null,null,null,4]
[null,"2012-04-18",13,"Hverdag","Sommer",null,null,null,null,null,null,null,4]
[null,"2012-04-18",17,"Hverdag","Sommer",null,null,null,null,null,null,null,4]
[null,"2012-04-18",20,"Hverdag","Sommer",null,null,null,null,null,null,null,4]
[null,"2012-04-18",23,"Hverdag","Sommer",null,null,null,null,null,null,null,4]
[null,"2012-04-19",1,"Hverdag","Sommer",null,null,null,null,null,null,null,4]
[null,"2012-04-19",4,"Hverdag","Sommer",null,null,null,null,null,null,null,4]
[null,"2012-04-19",8,"Hverdag","Sommer",null,null,null,null,null,null,null,4]
[null,"2012-04-19",12,"Hverdag","Sommer",null,null,null,null,null,null,null,4]
[null,"2012-04-19",15,"Hverdag","Sommer",null,null,null,null,null,null,null,4]
[null,"2012-04-19",19,"Hverdag","Sommer",null,null,null,null,null,null,null,4]
[null,"2012-04-19",22,"Hverdag","Sommer",null,null,null,null,null,null,null,4]
[null,"2012-04-20",1,"Hverdag","Sommer",null,null,null,null,null,null,null,4]
[null,"2012-04-20",3,"Hverdag","Sommer",null,null,null,null,null,null,null,4]
[null,"2012-04-20",6,"Hverdag","Sommer",null,null,null,null,null,null,null,4]
[null,"2012-04-20",10,"Hverdag","Sommer",null,null,null,null,null,null,null,4]
[null,"2012-04-20",13,"Hverdag","Sommer",null,null,null,null,null,null,null,4]
[null,"2012-04-20",18,"Hverdag","Sommer",null,null,null,null,null,null,null,4]
[null,"2012-04-20",21,"Hverdag","Sommer",null,null,null,null,null,null,null,4]
[null,"2012-04-20",24,"Hverdag","Sommer",null,null,null,null,null,null,null,4]
[null,"2012-04-21",1,"Weekend","Sommer",null,null,null,null,null,null,null,4]
[null,"2012-04-21",7,"Weekend","Sommer",null,null,null,null,null,null,null,4]
[null,"2012-04-21",8,"Weekend","Sommer",null,null,null,null,null,null,null,4]
[null,"2012-04-21",12,"Weekend","Sommer",null,null,null,null,null,null,null,4]
[null,"2012-04-21",15,"Weekend","Sommer",null,null,null,null,null,null,null,4]
[null,"2012-04-21",19,"Weekend","Sommer",null,null,null,null,null,null,null,4]
[null,"2012-04-21",20,"Weekend","Sommer",null,null,null,null,null,null,null,4]
[null,"2012-04-22",2,"Weekend","Sommer",null,null,null,null,null,null,null,4]
[null,"2012-04-22",3,{"$f":"CHOOSE(WEEKDAY(B2855,2),$L$165,$L$166,$L$167,$L$168,$L$169,$L$170,$L$171)","v":"Weekend"},{"$f":"IF(AND(M2855>=4,M2855<=9),\"Sommer\",\"Vinter\")","v":"Sommer"},null,null,null,null,null,null,null,4]
[null,"2012-04-22",6,"Weekend","Sommer",null,null,null,null,null,null,null,4]
[null,"2012-04-22",9,"Weekend","Sommer",null,null,null,null,null,null,null,4]
[null,"2012-04-22",14,"Weekend","Sommer",null,null,null,null,null,null,null,4]
[null,"2012-04-22",17,"Weekend","Sommer",null,null,null,null,null,null,null,4]
[null,"2012-04-22",21,"Weekend","Sommer",null,null,null,null,null,null,null,4]
[null,"2012-04-22",24,"Weekend","Sommer",null,null,null,null,null,null,null,4]
[null,"2012-04-23",2,"Hverdag","Sommer",null,null,null,null,null,null,null,4]
[null,"2012-04-23",5,"Hverdag","Sommer",null,null,null,null,null,null,null,4]
[null,"2012-04-23",8,"Hverdag","Sommer",null,null,null,null,null,null,null,4]
[null,"2012-04-23",12,"Hverdag","Sommer",null,null,null,null,null,null,null,4]
[null,"2012-04-23",15,"Hverdag","Sommer",null,null,null,null,null,null,null,4]
[null,"2012-04-23",19,"Hverdag","Sommer",null,null,null,null,null,null,null,4]
[null,"2012-04-23",23,"Hverdag","Sommer",null,null,null,null,null,null,null,4]
[null,"2012-04-24",2,"Hverdag","Sommer",null,null,null,null,null,null,null,4]
[null,"2012-04-24",5,"Hverdag","Sommer",null,null,null,null,null,null,null,4]
[null,"2012-04-24",8,"Hverdag","Sommer",null,null,null,null,null,null,null,4]
[null,"2012-04-24",10,"Hverdag","Sommer",null,null,null,null,null,null,null,4]
[null,"2012-04-24",14,"Hverdag","Sommer",null,null,null,null,null,null,null,4]
[null,"2012-04-24",17,"Hverdag","Sommer",null,null,null,null,null,null,null,{"$f":"MONTH(B2917)","v":4}]
[null,"2012-04-24",21,"Hverdag","Sommer",null,null,null,null,null,null,null,4]
[null,"2012-04-25",1,"Hverdag","Sommer",null,null,null,null,null,null,null,4]
[null,"2012-04-25",4,"Hverdag","Sommer",null,null,null,null,null,null,null,4]
[null,"2012-04-25",5,"Hverdag","Sommer",null,null,null,null,null,null,null,4]
[null,"2012-04-25",8,"Hverdag","Sommer",null,null,null,null,null,null,null,4]
[null,"2012-04-25",14,"Hverdag","Sommer",null,null,null,null,null,null,null,4]
[null,"2012-04-25",16,"Hverdag","Sommer",null,null,null,null,null,null,null,4]
[null,"2012-04-25",19,"Hverdag","Sommer",null,null,null,null,null,null,null,4]
[null,"2012-04-25",22,"Hverdag","Sommer",null,null,null,null,null,null,null,4]
[null,"2012-04-26",3,"Hverdag","Sommer",null,null,null,null,null,null,null,4]
[null,"2012-04-26",6,"Hverdag","Sommer",null,null,null,null,null,null,null,4]
[null,"2012-04-26",7,"Hverdag","Sommer",null,null,null,null,null,null,null,4]
[null,"2012-04-26",10,"Hverdag","Sommer",null,null,null,null,null,null,null,4]
[null,"2012-04-26",13,"Hverdag","Sommer",null,null,null,null,null,null,null,4]
[null,"2012-04-26",16,"Hverdag","Sommer",null,null,null,null,null,null,null,4]
[null,"2012-04-26",21,"Hverdag","Sommer",null,null,null,null,null,null,null,4]
[null,"2012-04-26",24,"Hverdag","Sommer",null,null,null,null,null,null,null,4]
[null,"2012-04-27",4,"Hverdag","Sommer",null,null,null,null,null,null,null,4]
[null,"2012-04-27",5,"Hverdag","Sommer",null,null,null,null,null,null,null,4]
[null,"2012-04-27",9,"Hverdag","Sommer",null,null,null,null,null,null,null,{"$f":"MONTH(B2981)","v":4}]
[null,"2012-04-27",12,"Hverdag","Sommer",null,null,null,null,null,null,null,4]
[null,"2012-04-27",15,"Hverdag","Sommer",null,null,null,null,null,null,null,4]
[null,"2012-04-27",19,"Hverdag","Sommer",null,null,null,null,null,null,null,4]
[null,"2012-04-27",22,"Hverdag","Sommer",null,null,null,null,null,null,null,4]
[null,"2012-04-28",3,"Weekend","Sommer",null,null,null,null,null,null,null,4]
[null,"2012-04-28",6,"Weekend","Sommer",null,null,null,null,null,null,null,4]
[null,"2012-04-28",9,"Weekend","Sommer",null,null,null,null,null,null,null,4]
[null,"2012-04-28",11,"Weekend","Sommer",null,null,null,null,null,null,null,4]
[null,"2012-04-28",14,"Weekend","Sommer",null,null,null,null,null,null,null,4]
[null,"2012-04-28",17,"Weekend","Sommer",null,null,null,null,null,null,null,4]
[null,"2012-04-28",21,"Weekend","Sommer",null,null,null,null,null,null,null,4]
[null,"2012-04-28",24,"Weekend","Sommer",null,null,null,null,null,null,null,4]
[null,"2012-04-29",5,"Weekend","Sommer",null,null,null,null,null,null,null,4]
[null,"2012-04-29",8,"Weekend","Sommer",null,null,null,null,null,null,null,4]
[null,"2012-04-29",11,"Weekend","Sommer",null,null,null,null,null,null,null,4]
[null,"2012-04-29",12,"Weekend","Sommer",null,null,null,null,null,null,null,4]
[null,"2012-04-29",17,"Weekend","Sommer",null,null,null,null,null,null,null,4]
[null,"2012-04-29",19,"Weekend","Sommer",null,null,null,null,null,null,null,4]
[null,"2012-04-29",23,"Weekend","Sommer",null,null,null,null,null,null,null,4]
[null,"2012-04-30",2,"Hverdag","Sommer",null,null,null,null,null,null,null,4]
[null,"2012-04-30",6,"Hverdag","Sommer",null,null,null,null,null,null,null,4]
[null,"2012-04-30",10,"Hverdag","Sommer",null,null,null,null,null,null,null,4]
[null,"2012-04-30",13,"Hverdag","Sommer",null,null,null,null,null,null,null,4]
[null,"2012-04-30",14,"Hverdag","Sommer",null,null,null,null,null,null,null,4]
[null,"2012-04-30",17,"Hverdag","Sommer",null,null,null,null,null,null,null,4]
[null,"2012-04-30",23,"Hverdag","Sommer",null,null,null,null,null,null,null,4]
[null,"2012-05-01",1,"Hverdag","Sommer",null,null,null,null,null,null,null,5]
[null,"2012-05-01",4,"Hverdag","Sommer",null,null,null,null,null,null,null,5]
[null,"2012-05-01",8,"Hverdag","Sommer",null,null,null,null,null,null,null,5]
[null,"2012-05-01",12,"Hverdag","Sommer",null,null,null,null,null,null,null,5]
[null,"2012-05-01",15,"Hverdag","Sommer",null,null,null,null,null,null,null,5]
[null,"2012-05-01",16,"Hverdag","Sommer",null,null,null,null,null,null,null,5]
[null,"2012-05-01",19,"Hverdag","Sommer",null,null,null,null,null,null,null,5]
[null,"2012-05-01",23,"Hverdag","Sommer",null,null,null,null,null,null,null,5]
[null,"2012-05-02",1,"Hverdag","Sommer",null,null,null,null,null,null,null,5]
[null,"2012-05-02",6,"Hverdag","Sommer",null,null,null,null,null,null,null,5]
[null,"2012-05-02",10,"Hverdag","Sommer",null,null,null,null,null,null,null,5]
[null,"2012-05-02",13,"Hverdag","Sommer",null,null,null,null,null,null,null,5]
[null,"2012-05-02",14,"Hverdag","Sommer",null,null,null,null,null,null,null,5]
[null,"2012-05-02",18,"Hverdag","Sommer",null,null,null,null,null,null,null,5]
[null,"2012-05-02",21,"Hverdag","Sommer",null,null,null,null,null,null,null,5]
[null,"2012-05-03",1,"Hverdag","Sommer",null,null,null,null,null,null,null,5]
[null,"2012-05-03",4,"Hverdag","Sommer",null,null,null,null,null,null,null,5]
[null,"2012-05-03",7,"Hverdag","Sommer",null,null,null,null,null,null,null,5]
[null,"2012-05-03",12,"Hverdag","Sommer",null,null,null,null,null,null,null,5]
[null,"2012-05-03",15,"Hverdag","Sommer",null,null,null,null,null,null,null,5]
[null,"2012-05-03",16,"Hverdag","Sommer",null,null,null,null,null,null,null,5]
[null,"2012-05-03",20,"Hverdag","Sommer",null,null,null,null,null,null,null,5]
[null,"2012-05-03",23,"Hverdag","Sommer",null,null,null,null,null,null,null,5]
[null,"2012-05-04",3,"Hverdag","Sommer",null,null,null,null,null,null,null,5]
[null,"2012-05-04",6,"Hverdag","Sommer",null,null,null,null,null,null,null,5]
[null,"2012-05-04",9,"Hverdag","Sommer",null,null,null,null,null,null,null,5]
[null,"2012-05-04",13,"Hverdag","Sommer",null,null,null,null,null,null,null,5]
[null,"2012-05-04",17,"Hverdag","Sommer",null,null,null,null,null,null,null,5]
[null,"2012-05-04",18,"Hverdag","Sommer",null,null,null,null,null,null,null,5]
[null,"2012-05-04",21,"Hverdag","Sommer",null,null,null,null,null,null,null,5]
[null,"2012-05-05",2,"Weekend","Sommer",null,null,null,null,null,null,null,5]
[null,"2012-05-05",5,"Weekend","Sommer",null,null,null,null,null,null,null,5]
[null,"2012-05-05",8,"Weekend","Sommer",null,null,null,null,null,null,null,5]
[null,"2012-05-05",12,"Weekend","Sommer",null,null,null,null,null,null,null,5]
[null,"2012-05-05",15,"Weekend","Sommer",null,null,null,null,null,null,null,5]
[null,"2012-05-05",19,"Weekend","Sommer",null,null,null,null,null,null,null,5]
[null,"2012-05-05",20,"Weekend","Sommer",null,null,null,null,null,null,null,5]
[null,"2012-05-05",23,"Weekend","Sommer",null,null,null,null,null,null,null,5]
[null,"2012-05-06",2,"Weekend","Sommer",null,null,null,null,null,null,null,5]
[null,"2012-05-06",8,"Weekend","Sommer",null,null,null,null,null,null,null,5]
[null,"2012-05-06",10,"Weekend","Sommer",null,null,null,null,null,null,null,5]
[null,"2012-05-06",14,"Weekend","Sommer",null,null,null,null,null,null,null,5]
[null,"2012-05-06",17,"Weekend","Sommer",null,null,null,null,null,null,null,5]
[null,"2012-05-06",21,"Weekend","Sommer",null,null,null,null,null,null,null,5]
[null,"2012-05-06",22,"Weekend","Sommer",null,null,null,null,null,null,null,5]
[null,"2012-05-07",1,"Hverdag","Sommer",null,null,null,null,null,null,null,5]
[null,"2012-05-07",5,"Hverdag","Sommer",null,null,null,null,null,null,null,5]
[null,"2012-05-07",8,"Hverdag","Sommer",null,null,null,null,null,null,null,5]
[null,"2012-05-07",10,"Hverdag","Sommer",null,null,null,null,null,null,null,5]
[null,"2012-05-07",16,"Hverdag","Sommer",null,null,null,null,null,null,null,5]
[null,"2012-05-07",19,"Hverdag","Sommer",null,null,null,null,null,null,null,5]
[null,"2012-05-07",22,"Hverdag","Sommer",null,null,null,null,null,null,null,5]
[null,"2012-05-07",23,"Hverdag","Sommer",null,null,null,null,null,null,null,5]
[null,"2012-05-08",3,{"$f":"CHOOSE(WEEKDAY(B3239,2),$L$165,$L$166,$L$167,$L$168,$L$169,$L$170,$L$171)","v":"Hverdag"},{"$f":"IF(AND(M3239>=4,M3239<=9),\"Sommer\",\"Vinter\")","v":"Sommer"},null,null,null,null,null,null,null,5]
[null,"2012-05-08",7,"Hverdag","Sommer",null,null,null,null,null,null,null,5]
[null,"2012-05-08",10,"Hverdag","Sommer",null,null,null,null,null,null,null,5]
[null,"2012-05-08",13,"Hverdag","Sommer",null,null,null,null,null,null,null,5]
[null,"2012-05-08",16,"Hverdag","Sommer",null,null,null,null,null,null,null,5]
[null,"2012-05-08",21,"Hverdag","Sommer",null,null,null,null,null,null,null,5]
[null,"2012-05-08",24,"Hverdag","Sommer",null,null,null,null,null,null,null,5]
[null,"2012-05-09",1,"Hverdag","Sommer",null,null,null,null,null,null,null,5]
[null,"2012-05-09",5,"Hverdag","Sommer",null,null,null,null,null,null,null,5]
[null,"2012-05-09",9,"Hverdag","Sommer",null,null,null,null,null,null,null,5]
[null,"2012-05-09",12,"Hverdag","Sommer",null,null,null,null,null,null,null,5]
[null,"2012-05-09",15,"Hverdag","Sommer",null,null,null,null,null,null,null,5]
[null,"2012-05-09",19,"Hverdag","Sommer",null,null,null,null,null,null,null,5]
[null,"2012-05-09",22,"Hverdag","Sommer",null,null,null,null,null,null,null,5]
[null,"2012-05-09",24,"Hverdag","Sommer",null,null,null,null,null,null,null,5]
[null,"2012-05-10",3,"Hverdag","Sommer",null,null,null,null,null,null,null,5]
[null,"2012-05-10",6,"Hverdag","Sommer",null,null,null,null,null,null,null,5]
[null,"2012-05-10",11,"Hverdag","Sommer",null,null,null,null,null,null,null,5]
[null,"2012-05-10",14,"Hverdag","Sommer",null,null,null,null,null,null,null,5]
[null,"2012-05-10",17,"Hverdag","Sommer",null,null,null,null,null,null,null,{"$f":"MONTH(B3301)","v":5}]
[null,"2012-05-10",21,"Hverdag","Sommer",null,null,null,null,null,null,null,5]
[null,"2012-05-10",24,"Hverdag","Sommer",null,null,null,null,null,null,null,5]
[null,"2012-05-11",4,"Hverdag","Sommer",null,null,null,null,null,null,null,5]
[null,"2012-05-11",5,"Hverdag","Sommer",null,null,null,null,null,null,null,5]
[null,"2012-05-11",8,"Hverdag","Sommer",null,null,null,null,null,null,null,5]
[null,"2012-05-11",12,"Hverdag","Sommer",null,null,null,null,null,null,null,5]
[null,"2012-05-11",17,"Hverdag","Sommer",null,null,null,null,null,null,null,5]
[null,"2012-05-11",19,"Hverdag","Sommer",null,null,null,null,null,null,null,5]
[null,"2012-05-11",23,"Hverdag","Sommer",null,null,null,null,null,null,null,5]
[null,"2012-05-12",2,"Weekend","Sommer",null,null,null,null,null,null,null,5]
[null,"2012-05-12",3,"Weekend","Sommer",null,null,null,null,null,null,null,5]
[null,"2012-05-12",6,"Weekend","Sommer",null,null,null,null,null,null,null,5]
[null,"2012-05-12",10,"Weekend","Sommer",null,null,null,null,null,null,null,5]
[null,"2012-05-12",14,"Weekend","Sommer",null,null,null,null,null,null,null,5]
[null,"2012-05-12",17,"Weekend","Sommer",null,null,null,null,null,null,null,5]
[null,"2012-05-12",19,"Weekend","Sommer",null,null,null,null,null,null,null,5]
[null,"2012-05-13",1,"Weekend","Sommer",null,null,null,null,null,null,null,5]
[null,"2012-05-13",4,"Weekend","Sommer",null,null,null,null,null,null,null,5]
[null,"2012-05-13",5,"Weekend","Sommer",null,null,null,null,null,null,null,5]
[null,"2012-05-13",8,"Weekend","Sommer",null,null,null,null,null,null,null,5]
[null,"2012-05-13",12,"Weekend","Sommer",null,null,null,null,null,null,null,5]
[null,"2012-05-13",16,"Weekend","Sommer",null,null,null,null,null,null,null,5]
[null,"2012-05-13",19,"Weekend","Sommer",null,null,null,null,null,null,null,5]
[null,"2012-05-13",23,"Weekend","Sommer",null,null,null,null,null,null,null,5]
[null,"2012-05-14",1,"Hverdag","Sommer",null,null,null,null,null,null,null,5]
[null,"2012-05-14",6,"Hverdag","Sommer",null,null,null,null,null,null,null,5]
[null,"2012-05-14",7,"Hverdag","Sommer",null,null,null,null,null,null,null,5]
[null,"2012-05-14",10,"Hverdag","Sommer",null,null,null,null,null,null,null,5]
[null,"2012-05-14",14,"Hverdag","Sommer",null,null,null,null,null,null,null,5]
[null,"2012-05-14",18,"Hverdag","Sommer",null,null,null,null,null,null,null,5]
[null,"2012-05-14",21,"Hverdag","Sommer",null,null,null,null,null,null,null,5]
[null,"2012-05-15",1,"Hverdag","Sommer",null,null,null,null,null,null,null,5]
[null,"2012-05-15",4,"Hverdag","Sommer",null,null,null,null,null,null,null,5]
[null,"2012-05-15",7,"Hverdag","Sommer",null,null,null,null,null,null,null,5]
[null,"2012-05-15",9,"Hverdag","Sommer",null,null,null,null,null,null,null,5]
[null,"2012-05-15",12,"Hverdag","Sommer",null,null,null,null,null,null,null,5]
[null,"2012-05-15",16,"Hverdag","Sommer",null,null,null,null,null,null,null,5]
[null,"2012-05-15",20,"Hverdag","Sommer",null,null,null,null,null,null,null,5]
[null,"2012-05-15",23,"Hverdag","Sommer",null,null,null,null,null,null,null,5]
[null,"2012-05-16",3,{"$f":"CHOOSE(WEEKDAY(B3431,2),$L$165,$L$166,$L$167,$L$168,$L$169,$L$170,$L$171)","v":"Hverdag"},{"$f":"IF(AND(M3431>=4,M3431<=9),\"Sommer\",\"Vinter\")","v":"Sommer"},null,null,null,null,null,null,null,5]
[null,"2012-05-16",6,"Hverdag","Sommer",null,null,null,null,null,null,null,5]
[null,"2012-05-16",9,"Hverdag","Sommer",null,null,null,null,null,null,null,5]
[null,"2012-05-16",13,"Hverdag","Sommer",null,null,null,null,null,null,null,5]
[null,"2012-05-16",14,"Hverdag","Sommer",null,null,null,null,null,null,null,5]
[null,"2012-05-16",18,"Hverdag","Sommer",null,null,null,null,null,null,null,5]
[null,"2012-05-16",21,"Hverdag","Sommer",null,null,null,null,null,null,null,5]
[null,"2012-05-17",2,"Hverdag","Sommer",null,null,null,null,null,null,null,5]
[null,"2012-05-17",5,"Hverdag","Sommer",null,null,null,null,null,null,null,5]
[null,"2012-05-17",8,"Hverdag","Sommer",null,null,null,null,null,null,null,5]
[null,"2012-05-17",9,"Hverdag","Sommer",null,null,null,null,null,null,null,5]
[null,"2012-05-17",12,"Hverdag","Sommer",null,null,null,null,null,null,null,5]
[null,"2012-05-17",15,"Hverdag","Sommer",null,null,null,null,null,null,null,5]
[null,"2012-05-17",20,"Hverdag","Sommer",null,null,null,null,null,null,null,5]
[null,"2012-05-17",23,"Hverdag","Sommer",null,null,null,null,null,null,null,5]
[null,"2012-05-18",2,"Hverdag","Sommer",null,null,null,null,null,null,null,5]
[null,"2012-05-18",4,"Hverdag","Sommer",null,null,null,null,null,null,null,5]
[null,"2012-05-18",10,"Hverdag","Sommer",null,null,null,null,null,null,null,5]
[null,"2012-05-18",11,"Hverdag","Sommer",null,null,null,null,null,null,null,5]
[null,"2012-05-18",14,"Hverdag","Sommer",null,null,null,null,null,null,null,5]
[null,"2012-05-18",17,"Hverdag","Sommer",null,null,null,null,null,null,null,{"$f":"MONTH(B3493)","v":5}]
[null,"2012-05-18",21,"Hverdag","Sommer",null,null,null,null,null,null,null,5]
[null,"2012-05-19",1,"Weekend","Sommer",null,null,null,null,null,null,null,5]
[null,"2012-05-19",4,"Weekend","Sommer",null,null,null,null,null,null,null,5]
[null,"2012-05-19",8,"Weekend","Sommer",null,null,null,null,null,null,null,5]
[null,"2012-05-19",10,"Weekend","Sommer",null,null,null,null,null,null,null,5]
[null,"2012-05-19",13,"Weekend","Sommer",null,null,null,null,null,null,null,5]
[null,"2012-05-19",16,"Weekend","Sommer",null,null,null,null,null,null,null,5]
[null,"2012-05-19",19,"Weekend","Sommer",null,null,null,null,null,null,null,5]
[null,"2012-05-19",23,"Weekend","Sommer",null,null,null,null,null,null,null,5]
[null,"2012-05-20",3,"Weekend","Sommer",null,null,null,null,null,null,null,5]
[null,"2012-05-20",7,"Weekend","Sommer",null,null,null,null,null,null,null,5]
[null,"2012-05-20",10,"Weekend","Sommer",null,null,null,null,null,null,null,5]
[null,"2012-05-20",13,"Weekend","Sommer",null,null,null,null,null,null,null,5]
[null,"2012-05-20",16,"Weekend","Sommer",null,null,null,null,null,null,null,5]
[null,"2012-05-20",18,"Weekend","Sommer",null,null,null,null,null,null,null,5]
[null,"2012-05-20",21,"Weekend","Sommer",null,null,null,null,null,null,null,5]
[null,"2012-05-21",1,"Hverdag","Sommer",null,null,null,null,null,null,null,5]
[null,"2012-05-21",4,"Hverdag","Sommer",null,null,null,null,null,null,null,5]
[null,"2012-05-21",9,"Hverdag","Sommer",null,null,null,null,null,null,null,{"$f":"MONTH(B3557)","v":5}]
[null,"2012-05-21",12,"Hverdag","Sommer",null,null,null,null,null,null,null,5]
[null,"2012-05-21",15,"Hverdag","Sommer",null,null,null,null,null,null,null,5]
[null,"2012-05-21",16,"Hverdag","Sommer",null,null,null,null,null,null,null,5]
[null,"2012-05-21",22,"Hverdag","Sommer",null,null,null,null,null,null,null,5]
[null,"2012-05-21",24,"Hverdag","Sommer",null,null,null,null,null,null,null,5]
[null,"2012-05-22",3,"Hverdag","Sommer",null,null,null,null,null,null,null,5]
[null,"2012-05-22",6,"Hverdag","Sommer",null,null,null,null,null,null,null,5]
[null,"2012-05-22",10,"Hverdag","Sommer",null,null,null,null,null,null,null,5]
[null,"2012-05-22",11,"Hverdag","Sommer",null,null,null,null,null,null,null,5]
[null,"2012-05-22",17,"Hverdag","Sommer",null,null,null,null,null,null,null,5]
[null,"2012-05-22",18,"Hverdag","Sommer",null,null,null,null,null,null,null,5]
[null,"2012-05-22",21,"Hverdag","Sommer",null,null,null,null,null,null,null,5]
[null,"2012-05-22",24,"Hverdag","Sommer",null,null,null,null,null,null,null,5]
[null,"2012-05-23",5,"Hverdag","Sommer",null,null,null,null,null,null,null,5]
[null,"2012-05-23",8,"Hverdag","Sommer",null,null,null,null,null,null,null,5]
[null,"2012-05-23",12,"Hverdag","Sommer",null,null,null,null,null,null,null,5]
[null,"2012-05-23",13,"Hverdag","Sommer",null,null,null,null,null,null,null,5]
[null,"2012-05-23",19,"Hverdag","Sommer",null,null,null,null,null,null,null,5]
[null,"2012-05-23",20,"Hverdag","Sommer",null,null,null,null,null,null,null,5]
[null,"2012-05-23",23,"Hverdag","Sommer",null,null,null,null,null,null,null,5]
[null,"2012-05-24",3,{"$f":"CHOOSE(WEEKDAY(B3623,2),$L$165,$L$166,$L$167,$L$168,$L$169,$L$170,$L$171)","v":"Hverdag"},{"$f":"IF(AND(M3623>=4,M3623<=9),\"Sommer\",\"Vinter\")","v":"Sommer"},null,null,null,null,null,null,null,5]
[null,"2012-05-24",6,"Hverdag","Sommer",null,null,null,null,null,null,null,5]
[null,"2012-05-24",10,"Hverdag","Sommer",null,null,null,null,null,null,null,5]
[null,"2012-05-24",14,"Hverdag","Sommer",null,null,null,null,null,null,null,5]
[null,"2012-05-24",17,"Hverdag","Sommer",null,null,null,null,null,null,null,5]
[null,"2012-05-24",19,"Hverdag","Sommer",null,null,null,null,null,null,null,5]
[null,"2012-05-24",22,"Hverdag","Sommer",null,null,null,null,null,null,null,5]
[null,"2012-05-25",1,"Hverdag","Sommer",null,null,null,null,null,null,null,5]
[null,"2012-05-25",5,"Hverdag","Sommer",null,null,null,null,null,null,null,5]
[null,"2012-05-25",8,"Hverdag","Sommer",null,null,null,null,null,null,null,5]
[null,"2012-05-25",12,"Hverdag","Sommer",null,null,null,null,null,null,null,5]
[null,"2012-05-25",16,"Hverdag","Sommer",null,null,null,null,null,null,null,5]
[null,"2012-05-25",19,"Hverdag","Sommer",null,null,null,null,null,null,null,5]
[null,"2012-05-25",20,"Hverdag","Sommer",null,null,null,null,null,null,null,5]
[null,"2012-05-26",1,"Weekend","Sommer",null,null,null,null,null,null,null,5]
[null,"2012-05-26",3,"Weekend","Sommer",null,null,null,null,null,null,null,5]
[null,"2012-05-26",7,"Weekend","Sommer",null,null,null,null,null,null,null,5]
[null,"2012-05-26",10,"Weekend","Sommer",null,null,null,null,null,null,null,5]
[null,"2012-05-26",14,"Weekend","Sommer",null,null,null,null,null,null,null,5]
[null,"2012-05-26",18,"Weekend","Sommer",null,null,null,null,null,null,null,5]
[null,"2012-05-26",21,"Weekend","Sommer",null,null,null,null,null,null,null,5]
[null,"2012-05-26",22,"Weekend","Sommer",null,null,null,null,null,null,null,5]
[null,"2012-05-27",1,"Weekend","Sommer",null,null,null,null,null,null,null,5]
[null,"2012-05-27",7,"Weekend","Sommer",null,null,null,null,null,null,null,5]
[null,"2012-05-27",9,"Weekend","Sommer",null,null,null,null,null,null,null,5]
[null,"2012-05-27",12,"Weekend","Sommer",null,null,null,null,null,null,null,5]
[null,"2012-05-27",16,"Weekend","Sommer",null,null,null,null,null,null,null,5]
[null,"2012-05-27",19,"Weekend","Sommer",null,null,null,null,null,null,null,5]
[null,"2012-05-27",20,"Weekend","Sommer",null,null,null,null,null,null,null,5]
[null,"2012-05-27",24,"Weekend","Sommer",null,null,null,null,null,null,null,5]
[null,"2012-05-28",3,"Hverdag","Sommer",null,null,null,null,null,null,null,5]
[null,"2012-05-28",6,"Hverdag","Sommer",null,null,null,null,null,null,null,5]
[null,"2012-05-28",9,"Hverdag","Sommer",null,null,null,null,null,null,null,5]
[null,"2012-05-28",14,"Hverdag","Sommer",null,null,null,null,null,null,null,5]
[null,"2012-05-28",18,"Hverdag","Sommer",null,null,null,null,null,null,null,5]
[null,"2012-05-28",21,"Hverdag","Sommer",null,null,null,null,null,null,null,5]
[null,"2012-05-28",24,"Hverdag","Sommer",null,null,null,null,null,null,null,5]
[null,"2012-05-29",2,"Hverdag","Sommer",null,null,null,null,null,null,null,5]
[null,"2012-05-29",5,"Hverdag","Sommer",null,null,null,null,null,null,null,5]
[null,"2012-05-29",9,"Hverdag","Sommer",null,null,null,null,null,null,null,{"$f":"MONTH(B3749)","v":5}]
[null,"2012-05-29",12,"Hverdag","Sommer",null,null,null,null,null,null,null,5]
[null,"2012-05-29",15,"Hverdag","Sommer",null,null,null,null,null,null,null,5]
[null,"2012-05-29",20,"Hverdag","Sommer",null,null,null,null,null,null,null,5]
[null,"2012-05-29",23,"Hverdag","Sommer",null,null,null,null,null,null,null,5]
[null,"2012-05-30",2,"Hverdag","Sommer",null,null,null,null,null,null,null,5]
[null,"2012-05-30",3,"Hverdag","Sommer",null,null,null,null,null,null,null,5]
[null,"2012-05-30",8,"Hverdag","Sommer",null,null,null,null,null,null,null,5]
[null,"2012-05-30",11,"Hverdag","Sommer",null,null,null,null,null,null,null,5]
[null,"2012-05-30",14,"Hverdag","Sommer",null,null,null,null,null,null,null,5]
[null,"2012-05-30",17,"Hverdag","Sommer",null,null,null,null,null,null,null,5]
[null,"2012-05-30",21,"Hverdag","Sommer",null,null,null,null,null,null,null,5]
[null,"2012-05-31",1,"Hverdag","Sommer",null,null,null,null,null,null,null,5]
[null,"2012-05-31",4,"Hverdag","Sommer",null,null,null,null,null,null,null,5]
[null,"2012-05-31",5,"Hverdag","Sommer",null,null,null,null,null,null,null,5]
[null,"2012-05-31",8,"Hverdag","Sommer",null,null,null,null,null,null,null,5]
[null,"2012-05-31",14,"Hverdag","Sommer",null,null,null,null,null,null,null,5]
[null,"2012-05-31",16,"Hverdag","Sommer",null,null,null,null,null,null,null,5]
[null,"2012-05-31",19,"Hverdag","Sommer",null,null,null,null,null,null,null,5]
[null,"2012-05-31",23,"Hverdag","Sommer",null,null,null,null,null,null,null,5]
[null,"2012-06-01",3,{"$f":"CHOOSE(WEEKDAY(B3815,2),$L$165,$L$166,$L$167,$L$168,$L$169,$L$170,$L$171)","v":"Hverdag"},{"$f":"IF(AND(M3815>=4,M3815<=9),\"Sommer\",\"Vinter\")","v":"Sommer"},null,null,null,null,null,null,null,6]
[null,"2012-06-01",4,"Hverdag","Sommer",null,null,null,null,null,null,null,6]
[null,"2012-06-01",7,"Hverdag","Sommer",null,null,null,null,null,null,null,6]
[null,"2012-06-01",10,"Hverdag","Sommer",null,null,null,null,null,null,null,6]
[null,"2012-06-01",16,"Hverdag","Sommer",null,null,null,null,null,null,null,6]
[null,"2012-06-01",18,"Hverdag","Sommer",null,null,null,null,null,null,null,6]
[null,"2012-06-01",21,"Hverdag","Sommer",null,null,null,null,null,null,null,6]
[null,"2012-06-02",1,"Weekend","Sommer",null,null,null,null,null,null,null,6]
[null,"2012-06-02",4,"Weekend","Sommer",null,null,null,null,null,null,null,6]
[null,"2012-06-02",5,"Weekend","Sommer",null,null,null,null,null,null,null,6]
[null,"2012-06-02",9,"Weekend","Sommer",null,null,null,null,null,null,null,6]
[null,"2012-06-02",12,"Weekend","Sommer",null,null,null,null,null,null,null,6]
[null,"2012-06-02",16,"Weekend","Sommer",null,null,null,null,null,null,null,6]
[null,"2012-06-02",18,"Weekend","Sommer",null,null,null,null,null,null,null,6]
[null,"2012-06-02",24,"Weekend","Sommer",null,null,null,null,null,null,null,6]
[null,"2012-06-03",3,"Weekend","Sommer",null,null,null,null,null,null,null,6]
[null,"2012-06-03",6,"Weekend","Sommer",null,null,null,null,null,null,null,6]
[null,"2012-06-03",7,"Weekend","Sommer",null,null,null,null,null,null,null,6]
[null,"2012-06-03",11,"Weekend","Sommer",null,null,null,null,null,null,null,6]
[null,"2012-06-03",14,"Weekend","Sommer",null,null,null,null,null,null,null,6]
[null,"2012-06-03",18,"Weekend","Sommer",null,null,null,null,null,null,null,6]
[null,"2012-06-03",21,"Weekend","Sommer",null,null,null,null,null,null,null,6]
[null,"2012-06-03",24,"Weekend","Sommer",null,null,null,null,null,null,null,6]
[null,"2012-06-04",5,"Hverdag","Sommer",null,null,null,null,null,null,null,6]
[null,"2012-06-04",8,"Hverdag","Sommer",null,null,null,null,null,null,null,6]
[null,"2012-06-04",9,"Hverdag","Sommer",null,null,null,null,null,null,null,6]
[null,"2012-06-04",12,"Hverdag","Sommer",null,null,null,null,null,null,null,6]
[null,"2012-06-04",17,"Hverdag","Sommer",null,null,null,null,null,null,null,6]
[null,"2012-06-04",20,"Hverdag","Sommer",null,null,null,null,null,null,null,6]
[null,"2012-06-04",23,"Hverdag","Sommer",null,null,null,null,null,null,null,6]
[null,"2012-06-05",3,"Hverdag","Sommer",null,null,null,null,null,null,null,6]
[null,"2012-06-05",6,"Hverdag","Sommer",null,null,null,null,null,null,null,6]
[null,"2012-06-05",10,"Hverdag","Sommer",null,null,null,null,null,null,null,6]
[null,"2012-06-05",11,"Hverdag","Sommer",null,null,null,null,null,null,null,6]
[null,"2012-06-05",14,"Hverdag","Sommer",null,null,null,null,null,null,null,6]
[null,"2012-06-05",18,"Hverdag","Sommer",null,null,null,null,null,null,null,6]
[null,"2012-06-05",23,"Hverdag","Sommer",null,null,null,null,null,null,null,6]
[null,"2012-06-06",1,"Hverdag","Sommer",null,null,null,null,null,null,null,6]
[null,"2012-06-06",5,"Hverdag","Sommer",null,null,null,null,null,null,null,6]
[null,"2012-06-06",8,"Hverdag","Sommer",null,null,null,null,null,null,null,6]
[null,"2012-06-06",12,"Hverdag","Sommer",null,null,null,null,null,null,null,6]
[null,"2012-06-06",13,"Hverdag","Sommer",null,null,null,null,null,null,null,6]
[null,"2012-06-06",16,"Hverdag","Sommer",null,null,null,null,null,null,null,6]
[null,"2012-06-06",20,"Hverdag","Sommer",null,null,null,null,null,null,null,6]
[null,"2012-06-06",23,"Hverdag","Sommer",null,null,null,null,null,null,null,6]
[null,"2012-06-07",1,"Hverdag","Sommer",null,null,null,null,null,null,null,6]
[null,"2012-06-07",7,"Hverdag","Sommer",null,null,null,null,null,null,null,6]
[null,"2012-06-07",10,"Hverdag","Sommer",null,null,null,null,null,null,null,6]
[null,"2012-06-07",13,"Hverdag","Sommer",null,null,null,null,null,null,null,6]
[null,"2012-06-07",14,"Hverdag","Sommer",null,null,null,null,null,null,null,6]
[null,"2012-06-07",18,"Hverdag","Sommer",null,null,null,null,null,null,null,6]
[null,"2012-06-07",22,"Hverdag","Sommer",null,null,null,null,null,null,null,6]
[null,"2012-06-08",1,"Hverdag","Sommer",null,null,null,null,null,null,null,6]
[null,"2012-06-08",4,"Hverdag","Sommer",null,null,null,null,null,null,null,6]
[null,"2012-06-08",7,"Hverdag","Sommer",null,null,null,null,null,null,null,6]
[null,"2012-06-08",12,"Hverdag","Sommer",null,null,null,null,null,null,null,6]
[null,"2012-06-08",13,"Hverdag","Sommer",null,null,null,null,null,null,null,6]
[null,"2012-06-08",16,"Hverdag","Sommer",null,null,null,null,null,null,null,6]
[null,"2012-06-08",20,"Hverdag","Sommer",null,null,null,null,null,null,null,6]
[null,"2012-06-08",24,"Hverdag","Sommer",null,null,null,null,null,null,null,6]
[null,"2012-06-09",3,{"$f":"CHOOSE(WEEKDAY(B4007,2),$L$165,$L$166,$L$167,$L$168,$L$169,$L$170,$L$171)","v":"Weekend"},{"$f":"IF(AND(M4007>=4,M4007<=9),\"Sommer\",\"Vinter\")","v":"Sommer"},null,null,null,null,null,null,null,6]
[null,"2012-06-09",6,"Weekend","Sommer",null,null,null,null,null,null,null,6]
[null,"2012-06-09",9,"Weekend","Sommer",null,null,null,null,null,null,null,6]
[null,"2012-06-09",14,"Weekend","Sommer",null,null,null,null,null,null,null,6]
[null,"2012-06-09",15,"Weekend","Sommer",null,null,null,null,null,null,null,6]
[null,"2012-06-09",18,"Weekend","Sommer",null,null,null,null,null,null,null,6]
[null,"2012-06-09",21,"Weekend","Sommer",null,null,null,null,null,null,null,6]
[null,"2012-06-10",2,"Weekend","Sommer",null,null,null,null,null,null,null,6]
[null,"2012-06-10",5,"Weekend","Sommer",null,null,null,null,null,null,null,6]
[null,"2012-06-10",9,"Weekend","Sommer",null,null,null,null,null,null,null,6]
[null,"2012-06-10",12,"Weekend","Sommer",null,null,null,null,null,null,null,6]
[null,"2012-06-10",15,"Weekend","Sommer",null,null,null,null,null,null,null,6]
[null,"2012-06-10",17,"Weekend","Sommer",null,null,null,null,null,null,null,6]
[null,"2012-06-10",20,"Weekend","Sommer",null,null,null,null,null,null,null,6]
[null,"2012-06-10",23,"Weekend","Sommer",null,null,null,null,null,null,null,6]
[null,"2012-06-11",3,"Hverdag","Sommer",null,null,null,null,null,null,null,6]
[null,"2012-06-11",8,"Hverdag","Sommer",null,null,null,null,null,null,null,6]
[null,"2012-06-11",11,"Hverdag","Sommer",null,null,null,null,null,null,null,6]
[null,"2012-06-11",14,"Hverdag","Sommer",null,null,null,null,null,null,null,6]
[null,"2012-06-11",17,"Hverdag","Sommer",null,null,null,null,null,null,null,{"$f":"MONTH(B4069)","v":6}]
[null,"2012-06-11",21,"Hverdag","Sommer",null,null,null,null,null,null,null,6]
[null,"2012-06-11",22,"Hverdag","Sommer",null,null,null,null,null,null,null,6]
[null,"2012-06-12",1,"Hverdag","Sommer",null,null,null,null,null,null,null,6]
[null,"2012-06-12",5,"Hverdag","Sommer",null,null,null,null,null,null,null,6]
[null,"2012-06-12",8,"Hverdag","Sommer",null,null,null,null,null,null,null,6]
[null,"2012-06-12",10,"Hverdag","Sommer",null,null,null,null,null,null,null,6]
[null,"2012-06-12",16,"Hverdag","Sommer",null,null,null,null,null,null,null,6]
[null,"2012-06-12",19,"Hverdag","Sommer",null,null,null,null,null,null,null,6]
[null,"2012-06-12",20,"Hverdag","Sommer",null,null,null,null,null,null,null,6]
[null,"2012-06-12",23,"Hverdag","Sommer",null,null,null,null,null,null,null,6]
[null,"2012-06-13",4,"Hverdag","Sommer",null,null,null,null,null,null,null,6]
[null,"2012-06-13",7,"Hverdag","Sommer",null,null,null,null,null,null,null,6]
[null,"2012-06-13",10,"Hverdag","Sommer",null,null,null,null,null,null,null,6]
[null,"2012-06-13",14,"Hverdag","Sommer",null,null,null,null,null,null,null,6]
[null,"2012-06-13",16,"Hverdag","Sommer",null,null,null,null,null,null,null,6]
[null,"2012-06-13",21,"Hverdag","Sommer",null,null,null,null,null,null,null,6]
[null,"2012-06-13",22,"Hverdag","Sommer",null,null,null,null,null,null,null,6]
[null,"2012-06-14",1,"Hverdag","Sommer",null,null,null,null,null,null,null,6]
[null,"2012-06-14",5,"Hverdag","Sommer",null,null,null,null,null,null,null,6]
[null,"2012-06-14",9,"Hverdag","Sommer",null,null,null,null,null,null,null,{"$f":"MONTH(B4133)","v":6}]
[null,"2012-06-14",12,"Hverdag","Sommer",null,null,null,null,null,null,null,6]
[null,"2012-06-14",16,"Hverdag","Sommer",null,null,null,null,null,null,null,6]
[null,"2012-06-14",19,"Hverdag","Sommer",null,null,null,null,null,null,null,6]
[null,"2012-06-14",22,"Hverdag","Sommer",null,null,null,null,null,null,null,6]
[null,"2012-06-14",24,"Hverdag","Sommer",null,null,null,null,null,null,null,6]
[null,"2012-06-15",3,"Hverdag","Sommer",null,null,null,null,null,null,null,6]
[null,"2012-06-15",7,"Hverdag","Sommer",null,null,null,null,null,null,null,6]
[null,"2012-06-15",11,"Hverdag","Sommer",null,null,null,null,null,null,null,6]
[null,"2012-06-15",14,"Hverdag","Sommer",null,null,null,null,null,null,null,6]
[null,"2012-06-15",18,"Hverdag","Sommer",null,null,null,null,null,null,null,6]
[null,"2012-06-15",21,"Hverdag","Sommer",null,null,null,null,null,null,null,6]
[null,"2012-06-15",22,"Hverdag","Sommer",null,null,null,null,null,null,null,6]
[null,"2012-06-16",4,"Weekend","Sommer",null,null,null,null,null,null,null,6]
[null,"2012-06-16",5,"Weekend","Sommer",null,null,null,null,null,null,null,6]
[null,"2012-06-16",9,"Weekend","Sommer",null,null,null,null,null,null,null,6]
[null,"2012-06-16",12,"Weekend","Sommer",null,null,null,null,null,null,null,6]
[null,"2012-06-16",17,"Weekend","Sommer",null,null,null,null,null,null,null,6]
[null,"2012-06-16",20,"Weekend","Sommer",null,null,null,null,null,null,null,6]
[null,"2012-06-16",23,"Weekend","Sommer",null,null,null,null,null,null,null,6]
[null,"2012-06-16",24,"Weekend","Sommer",null,null,null,null,null,null,null,6]
[null,"2012-06-17",3,{"$f":"CHOOSE(WEEKDAY(B4199,2),$L$165,$L$166,$L$167,$L$168,$L$169,$L$170,$L$171)","v":"Weekend"},{"$f":"IF(AND(M4199>=4,M4199<=9),\"Sommer\",\"Vinter\")","v":"Sommer"},null,null,null,null,null,null,null,6]
[null,"2012-06-17",6,"Weekend","Sommer",null,null,null,null,null,null,null,6]
[null,"2012-06-17",11,"Weekend","Sommer",null,null,null,null,null,null,null,6]
[null,"2012-06-17",14,"Weekend","Sommer",null,null,null,null,null,null,null,6]
[null,"2012-06-17",18,"Weekend","Sommer",null,null,null,null,null,null,null,6]
[null,"2012-06-17",19,"Weekend","Sommer",null,null,null,null,null,null,null,6]
[null,"2012-06-18",1,"Hverdag","Sommer",null,null,null,null,null,null,null,6]
[null,"2012-06-18",2,"Hverdag","Sommer",null,null,null,null,null,null,null,6]
[null,"2012-06-18",5,"Hverdag","Sommer",null,null,null,null,null,null,null,6]
[null,"2012-06-18",8,"Hverdag","Sommer",null,null,null,null,null,null,null,6]
[null,"2012-06-18",13,"Hverdag","Sommer",null,null,null,null,null,null,null,6]
[null,"2012-06-18",16,"Hverdag","Sommer",null,null,null,null,null,null,null,6]
[null,"2012-06-18",20,"Hverdag","Sommer",null,null,null,null,null,null,null,6]
[null,"2012-06-18",23,"Hverdag","Sommer",null,null,null,null,null,null,null,6]
[null,"2012-06-19",1,"Hverdag","Sommer",null,null,null,null,null,null,null,6]
[null,"2012-06-19",4,"Hverdag","Sommer",null,null,null,null,null,null,null,6]
[null,"2012-06-19",7,"Hverdag","Sommer",null,null,null,null,null,null,null,6]
[null,"2012-06-19",10,"Hverdag","Sommer",null,null,null,null,null,null,null,6]
[null,"2012-06-19",14,"Hverdag","Sommer",null,null,null,null,null,null,null,6]
[null,"2012-06-19",18,"Hverdag","Sommer",null,null,null,null,null,null,null,6]
[null,"2012-06-19",22,"Hverdag","Sommer",null,null,null,null,null,null,null,6]
[null,"2012-06-20",1,"Hverdag","Sommer",null,null,null,null,null,null,null,6]
[null,"2012-06-20",4,"Hverdag","Sommer",null,null,null,null,null,null,null,6]
[null,"2012-06-20",7,"Hverdag","Sommer",null,null,null,null,null,null,null,6]
[null,"2012-06-20",9,"Hverdag","Sommer",null,null,null,null,null,null,null,6]
[null,"2012-06-20",13,"Hverdag","Sommer",null,null,null,null,null,null,null,6]
[null,"2012-06-20",16,"Hverdag","Sommer",null,null,null,null,null,null,null,6]
[null,"2012-06-20",20,"Hverdag","Sommer",null,null,null,null,null,null,null,6]
[null,"2012-06-20",24,"Hverdag","Sommer",null,null,null,null,null,null,null,6]
[null,"2012-06-21",3,"Hverdag","Sommer",null,null,null,null,null,null,null,6]
[null,"2012-06-21",6,"Hverdag","Sommer",null,null,null,null,null,null,null,6]
[null,"2012-06-21",7,"Hverdag","Sommer",null,null,null,null,null,null,null,6]
[null,"2012-06-21",13,"Hverdag","Sommer",null,null,null,null,null,null,null,6]
[null,"2012-06-21",15,"Hverdag","Sommer",null,null,null,null,null,null,null,6]
[null,"2012-06-21",18,"Hverdag","Sommer",null,null,null,null,null,null,null,6]
[null,"2012-06-21",21,"Hverdag","Sommer",null,null,null,null,null,null,null,6]
[null,"2012-06-22",2,"Hverdag","Sommer",null,null,null,null,null,null,null,6]
[null,"2012-06-22",5,"Hverdag","Sommer",null,null,null,null,null,null,null,6]
[null,"2012-06-22",6,"Hverdag","Sommer",null,null,null,null,null,null,null,6]
[null,"2012-06-22",9,"Hverdag","Sommer",null,null,null,null,null,null,null,{"$f":"MONTH(B4325)","v":6}]
[null,"2012-06-22",12,"Hverdag","Sommer",null,null,null,null,null,null,null,6]
[null,"2012-06-22",15,"Hverdag","Sommer",null,null,null,null,null,null,null,6]
[null,"2012-06-22",20,"Hverdag","Sommer",null,null,null,null,null,null,null,6]
[null,"2012-06-22",23,"Hverdag","Sommer",null,null,null,null,null,null,null,6]
[null,"2012-06-23",3,"Weekend","Sommer",null,null,null,null,null,null,null,6]
[null,"2012-06-23",4,"Weekend","Sommer",null,null,null,null,null,null,null,6]
[null,"2012-06-23",8,"Weekend","Sommer",null,null,null,null,null,null,null,6]
[null,"2012-06-23",11,"Weekend","Sommer",null,null,null,null,null,null,null,6]
[null,"2012-06-23",14,"Weekend","Sommer",null,null,null,null,null,null,null,6]
[null,"2012-06-23",18,"Weekend","Sommer",null,null,null,null,null,null,null,6]
[null,"2012-06-23",21,"Weekend","Sommer",null,null,null,null,null,null,null,6]
[null,"2012-06-24",1,"Weekend","Sommer",null,null,null,null,null,null,null,6]
[null,"2012-06-24",5,"Weekend","Sommer",null,null,null,null,null,null,null,6]
[null,"2012-06-24",8,"Weekend","Sommer",null,null,null,null,null,null,null,6]
[null,"2012-06-24",10,"Weekend","Sommer",null,null,null,null,null,null,null,6]
[null,"2012-06-24",13,"Weekend","Sommer",null,null,null,null,null,null,null,6]
[null,"2012-06-24",16,"Weekend","Sommer",null,null,null,null,null,null,null,6]
[null,"2012-06-24",20,"Weekend","Sommer",null,null,null,null,null,null,null,6]
[null,"2012-06-24",23,"Weekend","Sommer",null,null,null,null,null,null,null,6]
[null,"2012-06-25",3,{"$f":"CHOOSE(WEEKDAY(B4391,2),$L$165,$L$166,$L$167,$L$168,$L$169,$L$170,$L$171)","v":"Hverdag"},{"$f":"IF(AND(M4391>=4,M4391<=9),\"Sommer\",\"Vinter\")","v":"Sommer"},null,null,null,null,null,null,null,6]
[null,"2012-06-25",7,"Hverdag","Sommer",null,null,null,null,null,null,null,6]
[null,"2012-06-25",10,"Hverdag","Sommer",null,null,null,null,null,null,null,6]
[null,"2012-06-25",11,"Hverdag","Sommer",null,null,null,null,null,null,null,6]
[null,"2012-06-25",16,"Hverdag","Sommer",null,null,null,null,null,null,null,6]
[null,"2012-06-25",18,"Hverdag","Sommer",null,null,null,null,null,null,null,6]
[null,"2012-06-25",22,"Hverdag","Sommer",null,null,null,null,null,null,null,6]
[null,"2012-06-26",1,"Hverdag","Sommer",null,null,null,null,null,null,null,6]
[null,"2012-06-26",5,"Hverdag","Sommer",null,null,null,null,null,null,null,6]
[null,"2012-06-26",9,"Hverdag","Sommer",null,null,null,null,null,null,null,6]
[null,"2012-06-26",12,"Hverdag","Sommer",null,null,null,null,null,null,null,6]
[null,"2012-06-26",13,"Hverdag","Sommer",null,null,null,null,null,null,null,6]
[null,"2012-06-26",16,"Hverdag","Sommer",null,null,null,null,null,null,null,6]
[null,"2012-06-26",22,"Hverdag","Sommer",null,null,null,null,null,null,null,6]
[null,"2012-06-26",24,"Hverdag","Sommer",null,null,null,null,null,null,null,6]
[null,"2012-06-27",3,"Hverdag","Sommer",null,null,null,null,null,null,null,6]
[null,"2012-06-27",7,"Hverdag","Sommer",null,null,null,null,null,null,null,6]
[null,"2012-06-27",11,"Hverdag","Sommer",null,null,null,null,null,null,null,6]
[null,"2012-06-27",14,"Hverdag","Sommer",null,null,null,null,null,null,null,6]
[null,"2012-06-27",15,"Hverdag","Sommer",null,null,null,null,null,null,null,6]
[null,"2012-06-27",18,"Hverdag","Sommer",null,null,null,null,null,null,null,6]
[null,"2012-06-27",22,"Hverdag","Sommer",null,null,null,null,null,null,null,6]
[null,"2012-06-27",24,"Hverdag","Sommer",null,null,null,null,null,null,null,6]
[null,"2012-06-28",5,"Hverdag","Sommer",null,null,null,null,null,null,null,6]
[null,"2012-06-28",9,"Hverdag","Sommer",null,null,null,null,null,null,null,6]
[null,"2012-06-28",12,"Hverdag","Sommer",null,null,null,null,null,null,null,6]
[null,"2012-06-28",13,"Hverdag","Sommer",null,null,null,null,null,null,null,6]
[null,"2012-06-28",17,"Hverdag","Sommer",null,null,null,null,null,null,null,6]
[null,"2012-06-28",20,"Hverdag","Sommer",null,null,null,null,null,null,null,6]
[null,"2012-06-28",24,"Hverdag","Sommer",null,null,null,null,null,null,null,6]
[null,"2012-06-29",3,"Hverdag","Sommer",null,null,null,null,null,null,null,6]
[null,"2012-06-29",6,"Hverdag","Sommer",null,null,null,null,null,null,null,6]
[null,"2012-06-29",11,"Hverdag","Sommer",null,null,null,null,null,null,null,6]
[null,"2012-06-29",14,"Hverdag","Sommer",null,null,null,null,null,null,null,6]
[null,"2012-06-29",15,"Hverdag","Sommer",null,null,null,null,null,null,null,6]
[null,"2012-06-29",19,"Hverdag","Sommer",null,null,null,null,null,null,null,6]
[null,"2012-06-29",22,"Hverdag","Sommer",null,null,null,null,null,null,null,6]
[null,"2012-06-30",2,"Weekend","Sommer",null,null,null,null,null,null,null,6]
[null,"2012-06-30",5,"Weekend","Sommer",null,null,null,null,null,null,null,6]
[null,"2012-06-30",8,"Weekend","Sommer",null,null,null,null,null,null,null,6]
[null,"2012-06-30",12,"Weekend","Sommer",null,null,null,null,null,null,null,6]
[null,"2012-06-30",16,"Weekend","Sommer",null,null,null,null,null,null,null,6]
[null,"2012-06-30",17,"Weekend","Sommer",null,null,null,null,null,null,null,6]
[null,"2012-06-30",20,"Weekend","Sommer",null,null,null,null,null,null,null,6]
[null,"2012-07-01",1,"Weekend","Sommer",null,null,null,null,null,null,null,7]
[null,"2012-07-01",4,"Weekend","Sommer",null,null,null,null,null,null,null,7]
[null,"2012-07-01",7,"Weekend","Sommer",null,null,null,null,null,null,null,7]
[null,"2012-07-01",10,"Weekend","Sommer",null,null,null,null,null,null,null,7]
[null,"2012-07-01",14,"Weekend","Sommer",null,null,null,null,null,null,null,7]
[null,"2012-07-01",18,"Weekend","Sommer",null,null,null,null,null,null,null,7]
[null,"2012-07-01",19,"Weekend","Sommer",null,null,null,null,null,null,null,7]
[null,"2012-07-01",22,"Weekend","Sommer",null,null,null,null,null,null,null,7]
[null,"2012-07-02",1,"Hverdag","Sommer",null,null,null,null,null,null,null,7]
[null,"2012-07-02",7,"Hverdag","Sommer",null,null,null,null,null,null,null,7]
[null,"2012-07-02",9,"Hverdag","Sommer",null,null,null,null,null,null,null,7]
[null,"2012-07-02",13,"Hverdag","Sommer",null,null,null,null,null,null,null,7]
[null,"2012-07-02",16,"Hverdag","Sommer",null,null,null,null,null,null,null,7]
[null,"2012-07-02",19,"Hverdag","Sommer",null,null,null,null,null,null,null,7]
[null,"2012-07-02",20,"Hverdag","Sommer",null,null,null,null,null,null,null,7]
[null,"2012-07-02",24,"Hverdag","Sommer",null,null,null,null,null,null,null,7]
[null,"2012-07-03",3,{"$f":"CHOOSE(WEEKDAY(B4583,2),$L$165,$L$166,$L$167,$L$168,$L$169,$L$170,$L$171)","v":"Hverdag"},{"$f":"IF(AND(M4583>=4,M4583<=9),\"Sommer\",\"Vinter\")","v":"Sommer"},null,null,null,null,null,null,null,7]
[null,"2012-07-03",7,"Hverdag","Sommer",null,null,null,null,null,null,null,7]
[null,"2012-07-03",9,"Hverdag","Sommer",null,null,null,null,null,null,null,7]
[null,"2012-07-03",15,"Hverdag","Sommer",null,null,null,null,null,null,null,7]
[null,"2012-07-03",18,"Hverdag","Sommer",null,null,null,null,null,null,null,7]
[null,"2012-07-03",21,"Hverdag","Sommer",null,null,null,null,null,null,null,7]
[null,"2012-07-03",22,"Hverdag","Sommer",null,null,null,null,null,null,null,7]
[null,"2012-07-04",2,"Hverdag","Sommer",null,null,null,null,null,null,null,7]
[null,"2012-07-04",6,"Hverdag","Sommer",null,null,null,null,null,null,null,7]
[null,"2012-07-04",9,"Hverdag","Sommer",null,null,null,null,null,null,null,7]
[null,"2012-07-04",12,"Hverdag","Sommer",null,null,null,null,null,null,null,7]
[null,"2012-07-04",15,"Hverdag","Sommer",null,null,null,null,null,null,null,7]
[null,"2012-07-04",20,"Hverdag","Sommer",null,null,null,null,null,null,null,7]
[null,"2012-07-04",23,"Hverdag","Sommer",null,null,null,null,null,null,null,7]
[null,"2012-07-04",24,"Hverdag","Sommer",null,null,null,null,null,null,null,7]
[null,"2012-07-05",4,"Hverdag","Sommer",null,null,null,null,null,null,null,7]
[null,"2012-07-05",8,"Hverdag","Sommer",null,null,null,null,null,null,null,7]
[null,"2012-07-05",11,"Hverdag","Sommer",null,null,null,null,null,null,null,7]
[null,"2012-07-05",14,"Hverdag","Sommer",null,null,null,null,null,null,null,7]
[null,"2012-07-05",18,"Hverdag","Sommer",null,null,null,null,null,null,null,7]
[null,"2012-07-05",21,"Hverdag","Sommer",null,null,null,null,null,null,null,7]
[null,"2012-07-06",1,"Hverdag","Sommer",null,null,null,null,null,null,null,7]
[null,"2012-07-06",2,"Hverdag","Sommer",null,null,null,null,null,null,null,7]
[null,"2012-07-06",5,"Hverdag","Sommer",null,null,null,null,null,null,null,7]
[null,"2012-07-06",10,"Hverdag","Sommer",null,null,null,null,null,null,null,7]
[null,"2012-07-06",13,"Hverdag","Sommer",null,null,null,null,null,null,null,7]
[null,"2012-07-06",16,"Hverdag","Sommer",null,null,null,null,null,null,null,7]
[null,"2012-07-06",20,"Hverdag","Sommer",null,null,null,null,null,null,null,7]
[null,"2012-07-06",23,"Hverdag","Sommer",null,null,null,null,null,null,null,7]
[null,"2012-07-07",3,"Weekend","Sommer",null,null,null,null,null,null,null,7]
[null,"2012-07-07",4,"Weekend","Sommer",null,null,null,null,null,null,null,7]
[null,"2012-07-07",7,"Weekend","Sommer",null,null,null,null,null,null,null,7]
[null,"2012-07-07",11,"Weekend","Sommer",null,null,null,null,null,null,null,7]
[null,"2012-07-07",16,"Weekend","Sommer",null,null,null,null,null,null,null,7]
[null,"2012-07-07",18,"Weekend","Sommer",null,null,null,null,null,null,null,7]
[null,"2012-07-07",22,"Weekend","Sommer",null,null,null,null,null,null,null,7]
[null,"2012-07-08",1,"Weekend","Sommer",null,null,null,null,null,null,null,7]
[null,"2012-07-08",2,"Weekend","Sommer",null,null,null,null,null,null,null,7]
[null,"2012-07-08",5,"Weekend","Sommer",null,null,null,null,null,null,null,7]
[null,"2012-07-08",9,"Weekend","Sommer",null,null,null,null,null,null,null,{"$f":"MONTH(B4709)","v":7}]
[null,"2012-07-08",13,"Weekend","Sommer",null,null,null,null,null,null,null,7]
[null,"2012-07-08",16,"Weekend","Sommer",null,null,null,null,null,null,null,7]
[null,"2012-07-08",18,"Weekend","Sommer",null,null,null,null,null,null,null,7]
[null,"2012-07-08",24,"Weekend","Sommer",null,null,null,null,null,null,null,7]
[null,"2012-07-09",3,"Hverdag","Sommer",null,null,null,null,null,null,null,7]
[null,"2012-07-09",4,"Hverdag","Sommer",null,null,null,null,null,null,null,7]
[null,"2012-07-09",7,"Hverdag","Sommer",null,null,null,null,null,null,null,7]
[null,"2012-07-09",11,"Hverdag","Sommer",null,null,null,null,null,null,null,7]
[null,"2012-07-09",15,"Hverdag","Sommer",null,null,null,null,null,null,null,7]
[null,"2012-07-09",18,"Hverdag","Sommer",null,null,null,null,null,null,null,7]
[null,"2012-07-09",22,"Hverdag","Sommer",null,null,null,null,null,null,null,7]
[null,"2012-07-09",24,"Hverdag","Sommer",null,null,null,null,null,null,null,7]
[null,"2012-07-10",5,"Hverdag","Sommer",null,null,null,null,null,null,null,7]
[null,"2012-07-10",6,"Hverdag","Sommer",null,null,null,null,null,null,null,7]
[null,"2012-07-10",9,"Hverdag","Sommer",null,null,null,null,null,null,null,7]
[null,"2012-07-10",12,"Hverdag","Sommer",null,null,null,null,null,null,null,7]
[null,"2012-07-10",17,"Hverdag","Sommer",null,null,null,null,null,null,null,7]
[null,"2012-07-10",20,"Hverdag","Sommer",null,null,null,null,null,null,null,7]
[null,"2012-07-10",24,"Hverdag","Sommer",null,null,null,null,null,null,null,7]
[null,"2012-07-11",3,{"$f":"CHOOSE(WEEKDAY(B4775,2),$L$165,$L$166,$L$167,$L$168,$L$169,$L$170,$L$171)","v":"Hverdag"},{"$f":"IF(AND(M4775>=4,M4775<=9),\"Sommer\",\"Vinter\")","v":"Sommer"},null,null,null,null,null,null,null,7]
[null,"2012-07-11",6,"Hverdag","Sommer",null,null,null,null,null,null,null,7]
[null,"2012-07-11",8,"Hverdag","Sommer",null,null,null,null,null,null,null,7]
[null,"2012-07-11",11,"Hverdag","Sommer",null,null,null,null,null,null,null,7]
[null,"2012-07-11",15,"Hverdag","Sommer",null,null,null,null,null,null,null,7]
[null,"2012-07-11",18,"Hverdag","Sommer",null,null,null,null,null,null,null,7]
[null,"2012-07-11",23,"Hverdag","Sommer",null,null,null,null,null,null,null,7]
[null,"2012-07-12",2,"Hverdag","Sommer",null,null,null,null,null,null,null,7]
[null,"2012-07-12",5,"Hverdag","Sommer",null,null,null,null,null,null,null,7]
[null,"2012-07-12",8,"Hverdag","Sommer",null,null,null,null,null,null,null,7]
[null,"2012-07-12",12,"Hverdag","Sommer",null,null,null,null,null,null,null,7]
[null,"2012-07-12",13,"Hverdag","Sommer",null,null,null,null,null,null,null,7]
[null,"2012-07-12",17,"Hverdag","Sommer",null,null,null,null,null,null,null,7]
[null,"2012-07-12",20,"Hverdag","Sommer",null,null,null,null,null,null,null,7]
[null,"2012-07-13",1,"Hverdag","Sommer",null,null,null,null,null,null,null,7]
[null,"2012-07-13",4,"Hverdag","Sommer",null,null,null,null,null,null,null,7]
[null,"2012-07-13",7,"Hverdag","Sommer",null,null,null,null,null,null,null,7]
[null,"2012-07-13",10,"Hverdag","Sommer",null,null,null,null,null,null,null,7]
[null,"2012-07-13",11,"Hverdag","Sommer",null,null,null,null,null,null,null,7]
[null,"2012-07-13",14,"Hverdag","Sommer",null,null,null,null,null,null,null,7]
[null,"2012-07-13",19,{"$f":"CHOOSE(WEEKDAY(B4839,2),$L$165,$L$166,$L$167,$L$168,$L$169,$L$170,$L$171)","v":"Hverdag"},{"$f":"IF(AND(M4839>=4,M4839<=9),\"Sommer\",\"Vinter\")","v":"Sommer"},null,null,null,null,null,null,null,7]
[null,"2012-07-13",22,"Hverdag","Sommer",null,null,null,null,null,null,null,7]
[null,"2012-07-14",1,"Weekend","Sommer",null,null,null,null,null,null,null,7]
[null,"2012-07-14",3,"Weekend","Sommer",null,null,null,null,null,null,null,7]
[null,"2012-07-14",9,"Weekend","Sommer",null,null,null,null,null,null,null,7]
[null,"2012-07-14",10,"Weekend","Sommer",null,null,null,null,null,null,null,7]
[null,"2012-07-14",13,"Weekend","Sommer",null,null,null,null,null,null,null,7]
[null,"2012-07-14",16,"Weekend","Sommer",null,null,null,null,null,null,null,7]
[null,"2012-07-14",20,"Weekend","Sommer",null,null,null,null,null,null,null,7]
[null,"2012-07-14",24,"Weekend","Sommer",null,null,null,null,null,null,null,7]
[null,"2012-07-15",3,"Weekend","Sommer",null,null,null,null,null,null,null,7]
[null,"2012-07-15",7,"Weekend","Sommer",null,null,null,null,null,null,null,7]
[null,"2012-07-15",9,"Weekend","Sommer",null,null,null,null,null,null,null,7]
[null,"2012-07-15",12,"Weekend","Sommer",null,null,null,null,null,null,null,7]
[null,"2012-07-15",15,"Weekend","Sommer",null,null,null,null,null,null,null,7]
[null,"2012-07-15",18,"Weekend","Sommer",null,null,null,null,null,null,null,7]
[null,"2012-07-15",22,"Weekend","Sommer",null,null,null,null,null,null,null,7]
[null,"2012-07-16",2,"Hverdag","Sommer",null,null,null,null,null,null,null,7]
[null,"2012-07-16",6,"Hverdag","Sommer",null,null,null,null,null,null,null,7]
[null,"2012-07-16",9,"Hverdag","Sommer",null,null,null,null,null,null,null,{"$f":"MONTH(B4901)","v":7}]
[null,"2012-07-16",12,"Hverdag","Sommer",null,null,null,null,null,null,null,7]
[null,"2012-07-16",15,"Hverdag","Sommer",null,null,null,null,null,null,null,7]
[null,"2012-07-16",17,"Hverdag","Sommer",null,null,null,null,null,null,null,7]
[null,"2012-07-16",20,"Hverdag","Sommer",null,null,null,null,null,null,null,7]
[null,"2012-07-16",24,"Hverdag","Sommer",null,null,null,null,null,null,null,7]
[null,"2012-07-17",3,"Hverdag","Sommer",null,null,null,null,null,null,null,7]
[null,"2012-07-17",8,"Hverdag","Sommer",null,null,null,null,null,null,null,7]
[null,"2012-07-17",11,"Hverdag","Sommer",null,null,null,null,null,null,null,7]
[null,"2012-07-17",14,"Hverdag","Sommer",null,null,null,null,null,null,null,7]
[null,"2012-07-17",15,"Hverdag","Sommer",null,null,null,null,null,null,null,7]
[null,"2012-07-17",21,"Hverdag","Sommer",null,null,null,null,null,null,null,7]
[null,"2012-07-17",22,"Hverdag","Sommer",null,null,null,null,null,null,null,7]
[null,"2012-07-18",2,"Hverdag","Sommer",null,null,null,null,null,null,null,7]
[null,"2012-07-18",5,"Hverdag","Sommer",null,null,null,null,null,null,null,7]
[null,"2012-07-18",9,"Hverdag","Sommer",null,null,null,null,null,null,null,7]
[null,"2012-07-18",10,"Hverdag","Sommer",null,null,null,null,null,null,null,7]
[null,"2012-07-18",16,"Hverdag","Sommer",null,null,null,null,null,null,null,7]
[null,"2012-07-18",17,"Hverdag","Sommer",null,null,null,null,null,null,null,7]
[null,"2012-07-18",20,"Hverdag","Sommer",null,null,null,null,null,null,null,7]
[null,"2012-07-18",23,"Hverdag","Sommer",null,null,null,null,null,null,null,7]
[null,"2012-07-19",4,"Hverdag","Sommer",null,null,null,null,null,null,null,7]
[null,"2012-07-19",7,"Hverdag","Sommer",null,null,null,null,null,null,null,7]
[null,"2012-07-19",11,"Hverdag","Sommer",null,null,null,null,null,null,null,7]
[null,"2012-07-19",14,"Hverdag","Sommer",null,null,null,null,null,null,null,7]
[null,"2012-07-19",16,"Hverdag","Sommer",null,null,null,null,null,null,null,7]
[null,"2012-07-19",19,"Hverdag","Sommer",null,null,null,null,null,null,null,7]
[null,"2012-07-19",22,"Hverdag","Sommer",null,null,null,null,null,null,null,7]
[null,"2012-07-20",2,"Hverdag","Sommer",null,null,null,null,null,null,null,7]
[null,"2012-07-20",5,"Hverdag","Sommer",null,null,null,null,null,null,null,7]
[null,"2012-07-20",9,"Hverdag","Sommer",null,null,null,null,null,null,null,7]
[null,"2012-07-20",13,"Hverdag","Sommer",null,null,null,null,null,null,null,7]
[null,"2012-07-20",16,"Hverdag","Sommer",null,null,null,null,null,null,null,7]
[null,"2012-07-20",19,"Hverdag","Sommer",null,null,null,null,null,null,null,7]
[null,"2012-07-20",22,"Hverdag","Sommer",null,null,null,null,null,null,null,7]
[null,"2012-07-20",24,"Hverdag","Sommer",null,null,null,null,null,null,null,7]
[null,"2012-07-21",4,"Weekend","Sommer",null,null,null,null,null,null,null,7]
[null,"2012-07-21",7,"Weekend","Sommer",null,null,null,null,null,null,null,7]
[null,"2012-07-21",11,"Weekend","Sommer",null,null,null,null,null,null,null,7]
[null,"2012-07-21",15,"Weekend","Sommer",null,null,null,null,null,null,null,7]
[null,"2012-07-21",18,"Weekend","Sommer",null,null,null,null,null,null,null,7]
[null,"2012-07-21",19,{"$f":"CHOOSE(WEEKDAY(B5031,2),$L$165,$L$166,$L$167,$L$168,$L$169,$L$170,$L$171)","v":"Weekend"},{"$f":"IF(AND(M5031>=4,M5031<=9),\"Sommer\",\"Vinter\")","v":"Sommer"},null,null,null,null,null,null,null,7]
[null,"2012-07-21",24,"Weekend","Sommer",null,null,null,null,null,null,null,7]
[null,"2012-07-22",2,"Weekend","Sommer",null,null,null,null,null,null,null,7]
[null,"2012-07-22",6,"Weekend","Sommer",null,null,null,null,null,null,null,7]
[null,"2012-07-22",9,"Weekend","Sommer",null,null,null,null,null,null,null,7]
[null,"2012-07-22",12,"Weekend","Sommer",null,null,null,null,null,null,null,7]
[null,"2012-07-22",17,"Weekend","Sommer",null,null,null,null,null,null,null,7]
[null,"2012-07-22",20,"Weekend","Sommer",null,null,null,null,null,null,null,7]
[null,"2012-07-22",21,"Weekend","Sommer",null,null,null,null,null,null,null,7]
[null,"2012-07-22",24,"Weekend","Sommer",null,null,null,null,null,null,null,7]
[null,"2012-07-23",6,"Hverdag","Sommer",null,null,null,null,null,null,null,7]
[null,"2012-07-23",8,"Hverdag","Sommer",null,null,null,null,null,null,null,7]
[null,"2012-07-23",11,"Hverdag","Sommer",null,null,null,null,null,null,null,7]
[null,"2012-07-23",15,"Hverdag","Sommer",null,null,null,null,null,null,null,7]
[null,"2012-07-23",18,"Hverdag","Sommer",null,null,null,null,null,null,null,7]
[null,"2012-07-23",19,"Hverdag","Sommer",null,null,null,null,null,null,null,7]
[null,"2012-07-23",23,"Hverdag","Sommer",null,null,null,null,null,null,null,7]
[null,"2012-07-24",2,"Hverdag","Sommer",null,null,null,null,null,null,null,7]
[null,"2012-07-24",5,"Hverdag","Sommer",null,null,null,null,null,null,null,7]
[null,"2012-07-24",8,"Hverdag","Sommer",null,null,null,null,null,null,null,7]
[null,"2012-07-24",13,"Hverdag","Sommer",null,null,null,null,null,null,null,7]
[null,"2012-07-24",17,"Hverdag","Sommer",null,null,null,null,null,null,null,7]
[null,"2012-07-24",20,"Hverdag","Sommer",null,null,null,null,null,null,null,7]
[null,"2012-07-24",23,"Hverdag","Sommer",null,null,null,null,null,null,null,7]
[null,"2012-07-25",1,"Hverdag","Sommer",null,null,null,null,null,null,null,7]
[null,"2012-07-25",4,"Hverdag","Sommer",null,null,null,null,null,null,null,7]
[null,"2012-07-25",7,"Hverdag","Sommer",null,null,null,null,null,null,null,7]
[null,"2012-07-25",11,"Hverdag","Sommer",null,null,null,null,null,null,null,7]
[null,"2012-07-25",14,"Hverdag","Sommer",null,null,null,null,null,null,null,7]
[null,"2012-07-25",19,"Hverdag","Sommer",null,null,null,null,null,null,null,7]
[null,"2012-07-25",22,"Hverdag","Sommer",null,null,null,null,null,null,null,7]
[null,"2012-07-26",1,"Hverdag","Sommer",null,null,null,null,null,null,null,7]
[null,"2012-07-26",2,"Hverdag","Sommer",null,null,null,null,null,null,null,7]
[null,"2012-07-26",7,"Hverdag","Sommer",null,null,null,null,null,null,null,7]
[null,"2012-07-26",10,"Hverdag","Sommer",null,null,null,null,null,null,null,7]
[null,"2012-07-26",13,"Hverdag","Sommer",null,null,null,null,null,null,null,7]
[null,"2012-07-26",16,"Hverdag","Sommer",null,null,null,null,null,null,null,7]
[null,"2012-07-26",20,"Hverdag","Sommer",null,null,null,null,null,null,null,7]
[null,"2012-07-26",24,"Hverdag","Sommer",null,null,null,null,null,null,null,7]
[null,"2012-07-27",3,{"$f":"CHOOSE(WEEKDAY(B5159,2),$L$165,$L$166,$L$167,$L$168,$L$169,$L$170,$L$171)","v":"Hverdag"},{"$f":"IF(AND(M5159>=4,M5159<=9),\"Sommer\",\"Vinter\")","v":"Sommer"},null,null,null,null,null,null,null,7]
[null,"2012-07-27",4,"Hverdag","Sommer",null,null,null,null,null,null,null,7]
[null,"2012-07-27",7,"Hverdag","Sommer",null,null,null,null,null,null,null,7]
[null,"2012-07-27",13,"Hverdag","Sommer",null,null,null,null,null,null,null,7]
[null,"2012-07-27",15,"Hverdag","Sommer",null,null,null,null,null,null,null,7]
[null,"2012-07-27",18,"Hverdag","Sommer",null,null,null,null,null,null,null,7]
[null,"2012-07-27",22,"Hverdag","Sommer",null,null,null,null,null,null,null,7]
[null,"2012-07-28",2,"Weekend","Sommer",null,null,null,null,null,null,null,7]
[null,"2012-07-28",3,"Weekend","Sommer",null,null,null,null,null,null,null,7]
[null,"2012-07-28",6,"Weekend","Sommer",null,null,null,null,null,null,null,7]
[null,"2012-07-28",9,"Weekend","Sommer",null,null,null,null,null,null,null,7]
[null,"2012-07-28",13,"Weekend","Sommer",null,null,null,null,null,null,null,7]
[null,"2012-07-28",15,"Weekend","Sommer",null,null,null,null,null,null,null,7]
[null,"2012-07-28",20,"Weekend","Sommer",null,null,null,null,null,null,null,7]
[null,"2012-07-28",24,"Weekend","Sommer",null,null,null,null,null,null,null,7]
[null,"2012-07-29",3,"Weekend","Sommer",null,null,null,null,null,null,null,7]
[null,"2012-07-29",4,"Weekend","Sommer",null,null,null,null,null,null,null,7]
[null,"2012-07-29",8,"Weekend","Sommer",null,null,null,null,null,null,null,7]
[null,"2012-07-29",11,"Weekend","Sommer",null,null,null,null,null,null,null,7]
[null,"2012-07-29",15,"Weekend","Sommer",null,null,null,null,null,null,null,7]
[null,"2012-07-29",17,"Weekend","Sommer",null,null,null,null,null,null,null,{"$f":"MONTH(B5221)","v":7}]
[null,"2012-07-29",22,"Weekend","Sommer",null,null,null,null,null,null,null,7]
[null,"2012-07-30",2,"Hverdag","Sommer",null,null,null,null,null,null,null,7]
[null,"2012-07-30",5,"Hverdag","Sommer",null,null,null,null,null,null,null,7]
[null,"2012-07-30",6,"Hverdag","Sommer",null,null,null,null,null,null,null,7]
[null,"2012-07-30",10,"Hverdag","Sommer",null,null,null,null,null,null,null,7]
[null,"2012-07-30",13,"Hverdag","Sommer",null,null,null,null,null,null,null,7]
[null,"2012-07-30",17,"Hverdag","Sommer",null,null,null,null,null,null,null,7]
[null,"2012-07-30",20,"Hverdag","Sommer",null,null,null,null,null,null,null,7]
[null,"2012-07-30",23,"Hverdag","Sommer",null,null,null,null,null,null,null,7]
[null,"2012-07-31",4,"Hverdag","Sommer",null,null,null,null,null,null,null,7]
[null,"2012-07-31",7,"Hverdag","Sommer",null,null,null,null,null,null,null,7]
[null,"2012-07-31",8,"Hverdag","Sommer",null,null,null,null,null,null,null,7]
[null,"2012-07-31",11,"Hverdag","Sommer",null,null,null,null,null,null,null,7]
[null,"2012-07-31",16,"Hverdag","Sommer",null,null,null,null,null,null,null,7]
[null,"2012-07-31",19,"Hverdag","Sommer",null,null,null,null,null,null,null,7]
[null,"2012-07-31",22,"Hverdag","Sommer",null,null,null,null,null,null,null,7]
[null,"2012-08-01",2,"Hverdag","Sommer",null,null,null,null,null,null,null,8]
[null,"2012-08-01",5,"Hverdag","Sommer",null,null,null,null,null,null,null,8]
[null,"2012-08-01",9,"Hverdag","Sommer",null,null,null,null,null,null,null,{"$f":"MONTH(B5285)","v":8}]
[null,"2012-08-01",10,"Hverdag","Sommer",null,null,null,null,null,null,null,8]
[null,"2012-08-01",13,"Hverdag","Sommer",null,null,null,null,null,null,null,8]
[null,"2012-08-01",16,"Hverdag","Sommer",null,null,null,null,null,null,null,8]
[null,"2012-08-01",22,"Hverdag","Sommer",null,null,null,null,null,null,null,8]
[null,"2012-08-01",24,"Hverdag","Sommer",null,null,null,null,null,null,null,8]
[null,"2012-08-02",4,"Hverdag","Sommer",null,null,null,null,null,null,null,8]
[null,"2012-08-02",7,"Hverdag","Sommer",null,null,null,null,null,null,null,8]
[null,"2012-08-02",11,"Hverdag","Sommer",null,null,null,null,null,null,null,8]
[null,"2012-08-02",12,"Hverdag","Sommer",null,null,null,null,null,null,null,8]
[null,"2012-08-02",15,"Hverdag","Sommer",null,null,null,null,null,null,null,8]
[null,"2012-08-02",19,"Hverdag","Sommer",null,null,null,null,null,null,null,8]
[null,"2012-08-02",22,"Hverdag","Sommer",null,null,null,null,null,null,null,8]
[null,"2012-08-02",24,"Hverdag","Sommer",null,null,null,null,null,null,null,8]
[null,"2012-08-03",6,"Hverdag","Sommer",null,null,null,null,null,null,null,8]
[null,"2012-08-03",9,"Hverdag","Sommer",null,null,null,null,null,null,null,8]
[null,"2012-08-03",12,"Hverdag","Sommer",null,null,null,null,null,null,null,8]
[null,"2012-08-03",13,"Hverdag","Sommer",null,null,null,null,null,null,null,8]
[null,"2012-08-03",17,"Hverdag","Sommer",null,null,null,null,null,null,null,8]
[null,"2012-08-03",21,"Hverdag","Sommer",null,null,null,null,null,null,null,8]
[null,"2012-08-03",24,"Hverdag","Sommer",null,null,null,null,null,null,null,8]
[null,"2012-08-04",3,{"$f":"CHOOSE(WEEKDAY(B5351,2),$L$165,$L$166,$L$167,$L$168,$L$169,$L$170,$L$171)","v":"Weekend"},{"$f":"IF(AND(M5351>=4,M5351<=9),\"Sommer\",\"Vinter\")","v":"Sommer"},null,null,null,null,null,null,null,8]
[null,"2012-08-04",6,"Weekend","Sommer",null,null,null,null,null,null,null,8]
[null,"2012-08-04",11,"Weekend","Sommer",null,null,null,null,null,null,null,8]
[null,"2012-08-04",12,"Weekend","Sommer",null,null,null,null,null,null,null,8]
[null,"2012-08-04",15,"Weekend","Sommer",null,null,null,null,null,null,null,8]
[null,"2012-08-04",19,"Weekend","Sommer",null,null,null,null,null,null,null,8]
[null,"2012-08-04",23,"Weekend","Sommer",null,null,null,null,null,null,null,8]
[null,"2012-08-05",2,"Weekend","Sommer",null,null,null,null,null,null,null,8]
[null,"2012-08-05",5,"Weekend","Sommer",null,null,null,null,null,null,null,8]
[null,"2012-08-05",9,"Weekend","Sommer",null,null,null,null,null,null,null,8]
[null,"2012-08-05",12,"Weekend","Sommer",null,null,null,null,null,null,null,8]
[null,"2012-08-05",14,"Weekend","Sommer",null,null,null,null,null,null,null,8]
[null,"2012-08-05",17,"Weekend","Sommer",null,null,null,null,null,null,null,8]
[null,"2012-08-05",20,"Weekend","Sommer",null,null,null,null,null,null,null,8]
[null,"2012-08-06",1,"Hverdag","Sommer",null,null,null,null,null,null,null,8]
[null,"2012-08-06",4,"Hverdag","Sommer",null,null,null,null,null,null,null,8]
[null,"2012-08-06",7,"Hverdag","Sommer",null,null,null,null,null,null,null,8]
[null,"2012-08-06",11,"Hverdag","Sommer",null,null,null,null,null,null,null,8]
[null,"2012-08-06",14,"Hverdag","Sommer",null,null,null,null,null,null,null,8]
[null,"2012-08-06",18,"Hverdag","Sommer",null,null,null,null,null,null,null,8]
[null,"2012-08-06",19,{"$f":"CHOOSE(WEEKDAY(B5415,2),$L$165,$L$166,$L$167,$L$168,$L$169,$L$170,$L$171)","v":"Hverdag"},{"$f":"IF(AND(M5415>=4,M5415<=9),\"Sommer\",\"Vinter\")","v":"Sommer"},null,null,null,null,null,null,null,8]
[null,"2012-08-06",22,"Hverdag","Sommer",null,null,null,null,null,null,null,8]
[null,"2012-08-07",2,"Hverdag","Sommer",null,null,null,null,null,null,null,8]
[null,"2012-08-07",7,"Hverdag","Sommer",null,null,null,null,null,null,null,8]
[null,"2012-08-07",10,"Hverdag","Sommer",null,null,null,null,null,null,null,8]
[null,"2012-08-07",13,"Hverdag","Sommer",null,null,null,null,null,null,null,8]
[null,"2012-08-07",16,"Hverdag","Sommer",null,null,null,null,null,null,null,8]
[null,"2012-08-07",20,"Hverdag","Sommer",null,null,null,null,null,null,null,8]
[null,"2012-08-07",21,"Hverdag","Sommer",null,null,null,null,null,null,null,8]
[null,"2012-08-07",24,"Hverdag","Sommer",null,null,null,null,null,null,null,8]
[null,"2012-08-08",4,"Hverdag","Sommer",null,null,null,null,null,null,null,8]
[null,"2012-08-08",7,"Hverdag","Sommer",null,null,null,null,null,null,null,8]
[null,"2012-08-08",9,"Hverdag","Sommer",null,null,null,null,null,null,null,8]
[null,"2012-08-08",15,"Hverdag","Sommer",null,null,null,null,null,null,null,8]
[null,"2012-08-08",18,"Hverdag","Sommer",null,null,null,null,null,null,null,8]
[null,"2012-08-08",19,"Hverdag","Sommer",null,null,null,null,null,null,null,8]
[null,"2012-08-08",22,"Hverdag","Sommer",null,null,null,null,null,null,null,8]
[null,"2012-08-09",2,"Hverdag","Sommer",null,null,null,null,null,null,null,8]
[null,"2012-08-09",6,"Hverdag","Sommer",null,null,null,null,null,null,null,8]
[null,"2012-08-09",9,"Hverdag","Sommer",null,null,null,null,null,null,null,{"$f":"MONTH(B5477)","v":8}]
[null,"2012-08-09",13,"Hverdag","Sommer",null,null,null,null,null,null,null,8]
[null,"2012-08-09",15,"Hverdag","Sommer",null,null,null,null,null,null,null,8]
[null,"2012-08-09",20,"Hverdag","Sommer",null,null,null,null,null,null,null,8]
[null,"2012-08-09",21,"Hverdag","Sommer",null,null,null,null,null,null,null,8]
[null,"2012-08-09",24,"Hverdag","Sommer",null,null,null,null,null,null,null,8]
[null,"2012-08-10",4,"Hverdag","Sommer",null,null,null,null,null,null,null,8]
[null,"2012-08-10",8,"Hverdag","Sommer",null,null,null,null,null,null,null,8]
[null,"2012-08-10",11,"Hverdag","Sommer",null,null,null,null,null,null,null,8]
[null,"2012-08-10",15,"Hverdag","Sommer",null,null,null,null,null,null,null,8]
[null,"2012-08-10",18,"Hverdag","Sommer",null,null,null,null,null,null,null,8]
[null,"2012-08-10",21,"Hverdag","Sommer",null,null,null,null,null,null,null,8]
[null,"2012-08-10",23,"Hverdag","Sommer",null,null,null,null,null,null,null,8]
[null,"2012-08-11",2,"Weekend","Sommer",null,null,null,null,null,null,null,8]
[null,"2012-08-11",6,"Weekend","Sommer",null,null,null,null,null,null,null,8]
[null,"2012-08-11",10,"Weekend","Sommer",null,null,null,null,null,null,null,8]
[null,"2012-08-11",13,"Weekend","Sommer",null,null,null,null,null,null,null,8]
[null,"2012-08-11",17,"Weekend","Sommer",null,null,null,null,null,null,null,8]
[null,"2012-08-11",20,"Weekend","Sommer",null,null,null,null,null,null,null,8]
[null,"2012-08-11",21,"Weekend","Sommer",null,null,null,null,null,null,null,8]
[null,"2012-08-12",3,{"$f":"CHOOSE(WEEKDAY(B5543,2),$L$165,$L$166,$L$167,$L$168,$L$169,$L$170,$L$171)","v":"Weekend"},{"$f":"IF(AND(M5543>=4,M5543<=9),\"Sommer\",\"Vinter\")","v":"Sommer"},null,null,null,null,null,null,null,8]
[null,"2012-08-12",4,"Weekend","Sommer",null,null,null,null,null,null,null,8]
[null,"2012-08-12",8,"Weekend","Sommer",null,null,null,null,null,null,null,8]
[null,"2012-08-12",11,"Weekend","Sommer",null,null,null,null,null,null,null,8]
[null,"2012-08-12",16,"Weekend","Sommer",null,null,null,null,null,null,null,8]
[null,"2012-08-12",19,"Weekend","Sommer",null,null,null,null,null,null,null,8]
[null,"2012-08-12",22,"Weekend","Sommer",null,null,null,null,null,null,null,8]
[null,"2012-08-12",23,"Weekend","Sommer",null,null,null,null,null,null,null,8]
[null,"2012-08-13",2,"Hverdag","Sommer",null,null,null,null,null,null,null,8]
[null,"2012-08-13",5,"Hverdag","Sommer",null,null,null,null,null,null,null,8]
[null,"2012-08-13",10,"Hverdag","Sommer",null,null,null,null,null,null,null,8]
[null,"2012-08-13",13,"Hverdag","Sommer",null,null,null,null,null,null,null,8]
[null,"2012-08-13",16,"Hverdag","Sommer",null,null,null,null,null,null,null,8]
[null,"2012-08-13",18,"Hverdag","Sommer",null,null,null,null,null,null,null,8]
[null,"2012-08-13",24,"Hverdag","Sommer",null,null,null,null,null,null,null,8]
[null,"2012-08-14",1,"Hverdag","Sommer",null,null,null,null,null,null,null,8]
[null,"2012-08-14",4,"Hverdag","Sommer",null,null,null,null,null,null,null,8]
[null,"2012-08-14",7,"Hverdag","Sommer",null,null,null,null,null,null,null,8]
[null,"2012-08-14",11,"Hverdag","Sommer",null,null,null,null,null,null,null,8]
[null,"2012-08-14",15,"Hverdag","Sommer",null,null,null,null,null,null,null,8]
[null,"2012-08-14",19,{"$f":"CHOOSE(WEEKDAY(B5607,2),$L$165,$L$166,$L$167,$L$168,$L$169,$L$170,$L$171)","v":"Hverdag"},{"$f":"IF(AND(M5607>=4,M5607<=9),\"Sommer\",\"Vinter\")","v":"Sommer"},null,null,null,null,null,null,null,8]
[null,"2012-08-14",22,"Hverdag","Sommer",null,null,null,null,null,null,null,8]
[null,"2012-08-14",24,"Hverdag","Sommer",null,null,null,null,null,null,null,8]
[null,"2012-08-15",3,"Hverdag","Sommer",null,null,null,null,null,null,null,8]
[null,"2012-08-15",6,"Hverdag","Sommer",null,null,null,null,null,null,null,8]
[null,"2012-08-15",9,"Hverdag","Sommer",null,null,null,null,null,null,null,8]
[null,"2012-08-15",13,"Hverdag","Sommer",null,null,null,null,null,null,null,8]
[null,"2012-08-15",17,"Hverdag","Sommer",null,null,null,null,null,null,null,8]
[null,"2012-08-15",21,"Hverdag","Sommer",null,null,null,null,null,null,null,8]
[null,"2012-08-15",24,"Hverdag","Sommer",null,null,null,null,null,null,null,8]
[null,"2012-08-16",3,"Hverdag","Sommer",null,null,null,null,null,null,null,8]
[null,"2012-08-16",6,"Hverdag","Sommer",null,null,null,null,null,null,null,8]
[null,"2012-08-16",8,"Hverdag","Sommer",null,null,null,null,null,null,null,8]
[null,"2012-08-16",12,"Hverdag","Sommer",null,null,null,null,null,null,null,8]
[null,"2012-08-16",15,"Hverdag","Sommer",null,null,null,null,null,null,null,8]
[null,"2012-08-16",19,"Hverdag","Sommer",null,null,null,null,null,null,null,8]
[null,"2012-08-16",23,"Hverdag","Sommer",null,null,null,null,null,null,null,8]
[null,"2012-08-17",2,"Hverdag","Sommer",null,null,null,null,null,null,null,8]
[null,"2012-08-17",5,"Hverdag","Sommer",null,null,null,null,null,null,null,8]
[null,"2012-08-17",6,"Hverdag","Sommer",null,null,null,null,null,null,null,8]
[null,"2012-08-17",12,"Hverdag","Sommer",null,null,null,null,null,null,null,8]
[null,"2012-08-17",14,"Hverdag","Sommer",null,null,null,null,null,null,null,8]
[null,"2012-08-17",17,"Hverdag","Sommer",null,null,null,null,null,null,null,8]
[null,"2012-08-17",20,"Hverdag","Sommer",null,null,null,null,null,null,null,8]
[null,"2012-08-18",1,"Weekend","Sommer",null,null,null,null,null,null,null,8]
[null,"2012-08-18",4,"Weekend","Sommer",null,null,null,null,null,null,null,8]
[null,"2012-08-18",7,"Weekend","Sommer",null,null,null,null,null,null,null,8]
[null,"2012-08-18",8,"Weekend","Sommer",null,null,null,null,null,null,null,8]
[null,"2012-08-18",11,"Weekend","Sommer",null,null,null,null,null,null,null,8]
[null,"2012-08-18",14,"Weekend","Sommer",null,null,null,null,null,null,null,8]
[null,"2012-08-18",19,"Weekend","Sommer",null,null,null,null,null,null,null,8]
[null,"2012-08-18",22,"Weekend","Sommer",null,null,null,null,null,null,null,8]
[null,"2012-08-19",2,"Weekend","Sommer",null,null,null,null,null,null,null,8]
[null,"2012-08-19",3,"Weekend","Sommer",null,null,null,null,null,null,null,8]
[null,"2012-08-19",7,"Weekend","Sommer",null,null,null,null,null,null,null,8]
[null,"2012-08-19",10,"Weekend","Sommer",null,null,null,null,null,null,null,8]
[null,"2012-08-19",13,"Weekend","Sommer",null,null,null,null,null,null,null,8]
[null,"2012-08-19",17,"Weekend","Sommer",null,null,null,null,null,null,null,8]
[null,"2012-08-19",20,"Weekend","Sommer",null,null,null,null,null,null,null,8]
[null,"2012-08-19",24,"Weekend","Sommer",null,null,null,null,null,null,null,8]
[null,"2012-08-20",4,"Hverdag","Sommer",null,null,null,null,null,null,null,8]
[null,"2012-08-20",7,"Hverdag","Sommer",null,null,null,null,null,null,null,8]
[null,"2012-08-20",9,"Hverdag","Sommer",null,null,null,null,null,null,null,8]
[null,"2012-08-20",12,"Hverdag","Sommer",null,null,null,null,null,null,null,8]
[null,"2012-08-20",15,"Hverdag","Sommer",null,null,null,null,null,null,null,8]
[null,"2012-08-20",19,"Hverdag","Sommer",null,null,null,null,null,null,null,8]
[null,"2012-08-20",22,"Hverdag","Sommer",null,null,null,null,null,null,null,8]
[null,"2012-08-21",2,"Hverdag","Sommer",null,null,null,null,null,null,null,8]
[null,"2012-08-21",6,"Hverdag","Sommer",null,null,null,null,null,null,null,8]
[null,"2012-08-21",9,"Hverdag","Sommer",null,null,null,null,null,null,null,8]
[null,"2012-08-21",10,"Hverdag","Sommer",null,null,null,null,null,null,null,8]
[null,"2012-08-21",15,"Hverdag","Sommer",null,null,null,null,null,null,null,8]
[null,"2012-08-21",17,"Hverdag","Sommer",null,null,null,null,null,null,null,8]
[null,"2012-08-21",21,"Hverdag","Sommer",null,null,null,null,null,null,null,8]
[null,"2012-08-21",24,"Hverdag","Sommer",null,null,null,null,null,null,null,8]
[null,"2012-08-22",4,"Hverdag","Sommer",null,null,null,null,null,null,null,8]
[null,"2012-08-22",8,"Hverdag","Sommer",null,null,null,null,null,null,null,8]
[null,"2012-08-22",11,"Hverdag","Sommer",null,null,null,null,null,null,null,8]
[null,"2012-08-22",12,"Hverdag","Sommer",null,null,null,null,null,null,null,8]
[null,"2012-08-22",15,"Hverdag","Sommer",null,null,null,null,null,null,null,8]
[null,"2012-08-22",21,"Hverdag","Sommer",null,null,null,null,null,null,null,8]
[null,"2012-08-22",23,"Hverdag","Sommer",null,null,null,null,null,null,null,8]
[null,"2012-08-23",2,"Hverdag","Sommer",null,null,null,null,null,null,null,8]
[null,"2012-08-23",6,"Hverdag","Sommer",null,null,null,null,null,null,null,8]
[null,"2012-08-23",9,"Hverdag","Sommer",null,null,null,null,null,null,null,8]
[null,"2012-08-23",10,"Hverdag","Sommer",null,null,null,null,null,null,null,8]
[null,"2012-08-23",14,"Hverdag","Sommer",null,null,null,null,null,null,null,8]
[null,"2012-08-23",17,"Hverdag","Sommer",null,null,null,null,null,null,null,8]
[null,"2012-08-23",21,"Hverdag","Sommer",null,null,null,null,null,null,null,8]
[null,"2012-08-23",23,"Hverdag","Sommer",null,null,null,null,null,null,null,8]
[null,"2012-08-24",4,"Hverdag","Sommer",null,null,null,null,null,null,null,8]
[null,"2012-08-24",8,"Hverdag","Sommer",null,null,null,null,null,null,null,8]
[null,"2012-08-24",11,"Hverdag","Sommer",null,null,null,null,null,null,null,8]
[null,"2012-08-24",12,"Hverdag","Sommer",null,null,null,null,null,null,null,8]
[null,"2012-08-24",16,"Hverdag","Sommer",null,null,null,null,null,null,null,8]
[null,"2012-08-24",19,"Hverdag","Sommer",null,null,null,null,null,null,null,8]
[null,"2012-08-24",23,"Hverdag","Sommer",null,null,null,null,null,null,null,8]
[null,"2012-08-25",2,"Weekend","Sommer",null,null,null,null,null,null,null,8]
[null,"2012-08-25",5,"Weekend","Sommer",null,null,null,null,null,null,null,8]
[null,"2012-08-25",10,"Weekend","Sommer",null,null,null,null,null,null,null,8]
[null,"2012-08-25",13,"Weekend","Sommer",null,null,null,null,null,null,null,8]
[null,"2012-08-25",16,"Weekend","Sommer",null,null,null,null,null,null,null,8]
[null,"2012-08-25",18,"Weekend","Sommer",null,null,null,null,null,null,null,8]
[null,"2012-08-25",21,"Weekend","Sommer",null,null,null,null,null,null,null,8]
[null,"2012-08-26",1,"Weekend","Sommer",null,null,null,null,null,null,null,8]
[null,"2012-08-26",4,"Weekend","Sommer",null,null,null,null,null,null,null,8]
[null,"2012-08-26",7,"Weekend","Sommer",null,null,null,null,null,null,null,8]
[null,"2012-08-26",11,"Weekend","Sommer",null,null,null,null,null,null,null,8]
[null,"2012-08-26",15,"Weekend","Sommer",null,null,null,null,null,null,null,8]
[null,"2012-08-26",16,"Weekend","Sommer",null,null,null,null,null,null,null,8]
[null,"2012-08-26",19,"Weekend","Sommer",null,null,null,null,null,null,null,8]
[null,"2012-08-26",24,"Weekend","Sommer",null,null,null,null,null,null,null,8]
[null,"2012-08-27",3,"Hverdag","Sommer",null,null,null,null,null,null,null,8]
[null,"2012-08-27",6,"Hverdag","Sommer",null,null,null,null,null,null,null,8]
[null,"2012-08-27",9,"Hverdag","Sommer",null,null,null,null,null,null,null,8]
[null,"2012-08-27",13,"Hverdag","Sommer",null,null,null,null,null,null,null,8]
[null,"2012-08-27",17,"Hverdag","Sommer",null,null,null,null,null,null,null,8]
[null,"2012-08-27",18,"Hverdag","Sommer",null,null,null,null,null,null,null,8]
[null,"2012-08-27",21,"Hverdag","Sommer",null,null,null,null,null,null,null,8]
[null,"2012-08-27",24,"Hverdag","Sommer",null,null,null,null,null,null,null,8]
[null,"2012-08-28",6,"Hverdag","Sommer",null,null,null,null,null,null,null,8]
[null,"2012-08-28",8,"Hverdag","Sommer",null,null,null,null,null,null,null,8]
[null,"2012-08-28",11,"Hverdag","Sommer",null,null,null,null,null,null,null,8]
[null,"2012-08-28",15,"Hverdag","Sommer",null,null,null,null,null,null,null,8]
[null,"2012-08-28",18,"Hverdag","Sommer",null,null,null,null,null,null,null,8]
[null,"2012-08-28",19,"Hverdag","Sommer",null,null,null,null,null,null,null,8]
[null,"2012-08-28",23,"Hverdag","Sommer",null,null,null,null,null,null,null,8]
[null,"2012-08-29",2,"Hverdag","Sommer",null,null,null,null,null,null,null,8]
[null,"2012-08-29",6,"Hverdag","Sommer",null,null,null,null,null,null,null,8]
[null,"2012-08-29",8,"Hverdag","Sommer",null,null,null,null,null,null,null,8]
[null,"2012-08-29",14,"Hverdag","Sommer",null,null,null,null,null,null,null,8]
[null,"2012-08-29",17,"Hverdag","Sommer",null,null,null,null,null,null,null,8]
[null,"2012-08-29",20,"Hverdag","Sommer",null,null,null,null,null,null,null,8]
[null,"2012-08-29",21,"Hverdag","Sommer",null,null,null,null,null,null,null,8]
[null,"2012-08-30",1,"Hverdag","Sommer",null,null,null,null,null,null,null,8]
[null,"2012-08-30",4,"Hverdag","Sommer",null,null,null,null,null,null,null,8]
[null,"2012-08-30",8,"Hverdag","Sommer",null,null,null,null,null,null,null,8]
[null,"2012-08-30",11,"Hverdag","Sommer",null,null,null,null,null,null,null,8]
[null,"2012-08-30",14,"Hverdag","Sommer",null,null,null,null,null,null,null,8]
[null,"2012-08-30",19,{"$f":"CHOOSE(WEEKDAY(B5991,2),$L$165,$L$166,$L$167,$L$168,$L$169,$L$170,$L$171)","v":"Hverdag"},{"$f":"IF(AND(M5991>=4,M5991<=9),\"Sommer\",\"Vinter\")","v":"Sommer"},null,null,null,null,null,null,null,8]
[null,"2012-08-30",22,"Hverdag","Sommer",null,null,null,null,null,null,null,8]
[null,"2012-08-30",23,"Hverdag","Sommer",null,null,null,null,null,null,null,8]
[null,"2012-08-31",2,"Hverdag","Sommer",null,null,null,null,null,null,null,8]
[null,"2012-08-31",7,"Hverdag","Sommer",null,null,null,null,null,null,null,8]
[null,"2012-08-31",10,"Hverdag","Sommer",null,null,null,null,null,null,null,8]
[null,"2012-08-31",13,"Hverdag","Sommer",null,null,null,null,null,null,null,8]
[null,"2012-08-31",17,"Hverdag","Sommer",null,null,null,null,null,null,null,8]
[null,"2012-08-31",20,"Hverdag","Sommer",null,null,null,null,null,null,null,8]
[null,"2012-08-31",24,"Hverdag","Sommer",null,null,null,null,null,null,null,8]
[null,"2012-09-01",1,"Weekend","Sommer",null,null,null,null,null,null,null,9]
[null,"2012-09-01",4,"Weekend","Sommer",null,null,null,null,null,null,null,9]
[null,"2012-09-01",9,"Weekend","Sommer",null,null,null,null,null,null,null,9]
[null,"2012-09-01",12,"Weekend","Sommer",null,null,null,null,null,null,null,9]
[null,"2012-09-01",15,"Weekend","Sommer",null,null,null,null,null,null,null,9]
[null,"2012-09-01",19,"Weekend","Sommer",null,null,null,null,null,null,null,9]
[null,"2012-09-01",22,"Weekend","Sommer",null,null,null,null,null,null,null,9]
[null,"2012-09-02",2,"Weekend","Sommer",null,null,null,null,null,null,null,9]
[null,"2012-09-02",3,"Weekend","Sommer",null,null,null,null,null,null,null,9]
[null,"2012-09-02",6,"Weekend","Sommer",null,null,null,null,null,null,null,9]
[null,"2012-09-02",10,"Weekend","Sommer",null,null,null,null,null,null,null,9]
[null,"2012-09-02",15,"Weekend","Sommer",null,null,null,null,null,null,null,9]
[null,"2012-09-02",17,"Weekend","Sommer",null,null,null,null,null,null,null,9]
[null,"2012-09-02",21,"Weekend","Sommer",null,null,null,null,null,null,null,9]
[null,"2012-09-02",24,"Weekend","Sommer",null,null,null,null,null,null,null,9]
[null,"2012-09-03",1,"Hverdag","Sommer",null,null,null,null,null,null,null,9]
[null,"2012-09-03",4,"Hverdag","Sommer",null,null,null,null,null,null,null,9]
[null,"2012-09-03",8,"Hverdag","Sommer",null,null,null,null,null,null,null,9]
[null,"2012-09-03",12,"Hverdag","Sommer",null,null,null,null,null,null,null,9]
[null,"2012-09-03",15,"Hverdag","Sommer",null,null,null,null,null,null,null,9]
[null,"2012-09-03",17,"Hverdag","Sommer",null,null,null,null,null,null,null,9]
[null,"2012-09-03",23,"Hverdag","Sommer",null,null,null,null,null,null,null,9]
[null,"2012-09-04",2,"Hverdag","Sommer",null,null,null,null,null,null,null,9]
[null,"2012-09-04",3,"Hverdag","Sommer",null,null,null,null,null,null,null,9]
[null,"2012-09-04",6,"Hverdag","Sommer",null,null,null,null,null,null,null,9]
[null,"2012-09-04",10,"Hverdag","Sommer",null,null,null,null,null,null,null,9]
[null,"2012-09-04",14,"Hverdag","Sommer",null,null,null,null,null,null,null,9]
[null,"2012-09-04",17,"Hverdag","Sommer",null,null,null,null,null,null,null,9]
[null,"2012-09-04",21,"Hverdag","Sommer",null,null,null,null,null,null,null,9]
[null,"2012-09-04",23,"Hverdag","Sommer",null,null,null,null,null,null,null,9]
[null,"2012-09-05",4,"Hverdag","Sommer",null,null,null,null,null,null,null,9]
[null,"2012-09-05",5,"Hverdag","Sommer",null,null,null,null,null,null,null,9]
[null,"2012-09-05",8,"Hverdag","Sommer",null,null,null,null,null,null,null,9]
[null,"2012-09-05",11,"Hverdag","Sommer",null,null,null,null,null,null,null,9]
[null,"2012-09-05",16,"Hverdag","Sommer",null,null,null,null,null,null,null,9]
[null,"2012-09-05",19,"Hverdag","Sommer",null,null,null,null,null,null,null,9]
[null,"2012-09-05",23,"Hverdag","Sommer",null,null,null,null,null,null,null,9]
[null,"2012-09-06",2,"Hverdag","Sommer",null,null,null,null,null,null,null,9]
[null,"2012-09-06",5,"Hverdag","Sommer",null,null,null,null,null,null,null,9]
[null,"2012-09-06",7,"Hverdag","Sommer",null,null,null,null,null,null,null,9]
[null,"2012-09-06",10,"Hverdag","Sommer",null,null,null,null,null,null,null,9]
[null,"2012-09-06",13,"Hverdag","Sommer",null,null,null,null,null,null,null,9]
[null,"2012-09-06",17,"Hverdag","Sommer",null,null,null,null,null,null,null,9]
[null,"2012-09-06",22,"Hverdag","Sommer",null,null,null,null,null,null,null,9]
[null,"2012-09-07",1,"Hverdag","Sommer",null,null,null,null,null,null,null,9]
[null,"2012-09-07",4,"Hverdag","Sommer",null,null,null,null,null,null,null,9]
[null,"2012-09-07",7,"Hverdag","Sommer",null,null,null,null,null,null,null,9]
[null,"2012-09-07",11,"Hverdag","Sommer",null,null,null,null,null,null,null,9]
[null,"2012-09-07",12,"Hverdag","Sommer",null,null,null,null,null,null,null,9]
[null,"2012-09-07",16,"Hverdag","Sommer",null,null,null,null,null,null,null,9]
[null,"2012-09-07",19,{"$f":"CHOOSE(WEEKDAY(B6183,2),$L$165,$L$166,$L$167,$L$168,$L$169,$L$170,$L$171)","v":"Hverdag"},{"$f":"IF(AND(M6183>=4,M6183<=9),\"Sommer\",\"Vinter\")","v":"Sommer"},null,null,null,null,null,null,null,9]
[null,"2012-09-07",22,"Hverdag","Sommer",null,null,null,null,null,null,null,9]
[null,"2012-09-07",24,"Hverdag","Sommer",null,null,null,null,null,null,null,9]
[null,"2012-09-08",6,"Weekend","Sommer",null,null,null,null,null,null,null,9]
[null,"2012-09-08",9,"Weekend","Sommer",null,null,null,null,null,null,null,9]
[null,"2012-09-08",10,"Weekend","Sommer",null,null,null,null,null,null,null,9]
[null,"2012-09-08",13,"Weekend","Sommer",null,null,null,null,null,null,null,9]
[null,"2012-09-08",18,"Weekend","Sommer",null,null,null,null,null,null,null,9]
[null,"2012-09-08",21,"Weekend","Sommer",null,null,null,null,null,null,null,9]
[null,"2012-09-08",24,"Weekend","Sommer",null,null,null,null,null,null,null,9]
[null,"2012-09-09",4,"Weekend","Sommer",null,null,null,null,null,null,null,9]
[null,"2012-09-09",6,"Weekend","Sommer",null,null,null,null,null,null,null,9]
[null,"2012-09-09",11,"Weekend","Sommer",null,null,null,null,null,null,null,9]
[null,"2012-09-09",12,"Weekend","Sommer",null,null,null,null,null,null,null,9]
[null,"2012-09-09",15,"Weekend","Sommer",null,null,null,null,null,null,null,9]
[null,"2012-09-09",19,"Weekend","Sommer",null,null,null,null,null,null,null,9]
[null,"2012-09-09",23,"Weekend","Sommer",null,null,null,null,null,null,null,9]
[null,"2012-09-10",2,"Hverdag","Sommer",null,null,null,null,null,null,null,9]
[null,"2012-09-10",6,"Hverdag","Sommer",null,null,null,null,null,null,null,9]
[null,"2012-09-10",8,"Hverdag","Sommer",null,null,null,null,null,null,null,9]
[null,"2012-09-10",11,{"$f":"CHOOSE(WEEKDAY(B6247,2),$L$165,$L$166,$L$167,$L$168,$L$169,$L$170,$L$171)","v":"Hverdag"},{"$f":"IF(AND(M6247>=4,M6247<=9),\"Sommer\",\"Vinter\")","v":"Sommer"},null,null,null,null,null,null,null,9]
[null,"2012-09-10",14,"Hverdag","Sommer",null,null,null,null,null,null,null,9]
[null,"2012-09-10",17,"Hverdag","Sommer",null,null,null,null,null,null,null,9]
[null,"2012-09-10",21,"Hverdag","Sommer",null,null,null,null,null,null,null,9]
[null,"2012-09-11",1,"Hverdag","Sommer",null,null,null,null,null,null,null,9]
[null,"2012-09-11",4,"Hverdag","Sommer",null,null,null,null,null,null,null,9]
[null,"2012-09-11",8,"Hverdag","Sommer",null,null,null,null,null,null,null,9]
[null,"2012-09-11",11,"Hverdag","Sommer",null,null,null,null,null,null,null,9]
[null,"2012-09-11",14,"Hverdag","Sommer",null,null,null,null,null,null,null,9]
[null,"2012-09-11",16,"Hverdag","Sommer",null,null,null,null,null,null,null,9]
[null,"2012-09-11",19,"Hverdag","Sommer",null,null,null,null,null,null,null,9]
[null,"2012-09-11",23,"Hverdag","Sommer",null,null,null,null,null,null,null,9]
[null,"2012-09-12",2,"Hverdag","Sommer",null,null,null,null,null,null,null,9]
[null,"2012-09-12",7,"Hverdag","Sommer",null,null,null,null,null,null,null,9]
[null,"2012-09-12",10,"Hverdag","Sommer",null,null,null,null,null,null,null,9]
[null,"2012-09-12",13,"Hverdag","Sommer",null,null,null,null,null,null,null,9]
[null,"2012-09-12",14,"Hverdag","Sommer",null,null,null,null,null,null,null,9]
[null,"2012-09-12",20,"Hverdag","Sommer",null,null,null,null,null,null,null,9]
[null,"2012-09-12",21,"Hverdag","Sommer",null,null,null,null,null,null,null,9]
[null,"2012-09-13",1,"Hverdag","Sommer",null,null,null,null,null,null,null,{"$f":"MONTH(B6309)","v":9}]
[null,"2012-09-13",4,"Hverdag","Sommer",null,null,null,null,null,null,null,9]
[null,"2012-09-13",8,"Hverdag","Sommer",null,null,null,null,null,null,null,9]
[null,"2012-09-13",9,"Hverdag","Sommer",null,null,null,null,null,null,null,9]
[null,"2012-09-13",15,"Hverdag","Sommer",null,null,null,null,null,null,null,9]
[null,"2012-09-13",16,"Hverdag","Sommer",null,null,null,null,null,null,null,9]
[null,"2012-09-13",19,"Hverdag","Sommer",null,null,null,null,null,null,null,9]
[null,"2012-09-13",22,"Hverdag","Sommer",null,null,null,null,null,null,null,9]
[null,"2012-09-14",3,"Hverdag","Sommer",null,null,null,null,null,null,null,9]
[null,"2012-09-14",6,"Hverdag","Sommer",null,null,null,null,null,null,null,9]
[null,"2012-09-14",10,"Hverdag","Sommer",null,null,null,null,null,null,null,9]
[null,"2012-09-14",13,"Hverdag","Sommer",null,null,null,null,null,null,null,9]
[null,"2012-09-14",15,"Hverdag","Sommer",null,null,null,null,null,null,null,9]
[null,"2012-09-14",18,"Hverdag","Sommer",null,null,null,null,null,null,null,9]
[null,"2012-09-14",21,"Hverdag","Sommer",null,null,null,null,null,null,null,9]
[null,"2012-09-15",1,"Weekend","Sommer",null,null,null,null,null,null,null,9]
[null,"2012-09-15",4,"Weekend","Sommer",null,null,null,null,null,null,null,9]
[null,"2012-09-15",8,"Weekend","Sommer",null,null,null,null,null,null,null,9]
[null,"2012-09-15",12,"Weekend","Sommer",null,null,null,null,null,null,null,9]
[null,"2012-09-15",15,"Weekend","Sommer",null,null,null,null,null,null,null,9]
[null,"2012-09-15",18,"Weekend","Sommer",null,null,null,null,null,null,null,9]
[null,"2012-09-15",21,"Weekend","Sommer",null,null,null,null,null,null,null,9]
[null,"2012-09-15",23,"Weekend","Sommer",null,null,null,null,null,null,null,9]
[null,"2012-09-16",3,"Weekend","Sommer",null,null,null,null,null,null,null,9]
[null,"2012-09-16",6,"Weekend","Sommer",null,null,null,null,null,null,null,9]
[null,"2012-09-16",10,"Weekend","Sommer",null,null,null,null,null,null,null,9]
[null,"2012-09-16",14,"Weekend","Sommer",null,null,null,null,null,null,null,9]
[null,"2012-09-16",17,"Weekend","Sommer",null,null,null,null,null,null,null,9]
[null,"2012-09-16",18,"Weekend","Sommer",null,null,null,null,null,null,null,9]
[null,"2012-09-16",21,"Weekend","Sommer",null,null,null,null,null,null,null,9]
[null,"2012-09-17",3,"Hverdag","Sommer",null,null,null,null,null,null,null,9]
[null,"2012-09-17",5,"Hverdag","Sommer",null,null,null,null,null,null,null,9]
[null,"2012-09-17",8,"Hverdag","Sommer",null,null,null,null,null,null,null,9]
[null,"2012-09-17",11,"Hverdag","Sommer",null,null,null,null,null,null,null,9]
[null,"2012-09-17",16,"Hverdag","Sommer",null,null,null,null,null,null,null,9]
[null,"2012-09-17",19,"Hverdag","Sommer",null,null,null,null,null,null,null,9]
[null,"2012-09-17",20,"Hverdag","Sommer",null,null,null,null,null,null,null,9]
[null,"2012-09-17",23,"Hverdag","Sommer",null,null,null,null,null,null,null,9]
[null,"2012-09-18",5,"Hverdag","Sommer",null,null,null,null,null,null,null,9]
[null,"2012-09-18",7,"Hverdag","Sommer",null,null,null,null,null,null,null,9]
[null,"2012-09-18",10,"Hverdag","Sommer",null,null,null,null,null,null,null,9]
[null,"2012-09-18",13,"Hverdag","Sommer",null,null,null,null,null,null,null,9]
[null,"2012-09-18",17,"Hverdag","Sommer",null,null,null,null,null,null,null,9]
[null,"2012-09-18",18,"Hverdag","Sommer",null,null,null,null,null,null,null,9]
[null,"2012-09-18",22,"Hverdag","Sommer",null,null,null,null,null,null,null,9]
[null,"2012-09-19",1,"Hverdag","Sommer",null,null,null,null,null,null,null,9]
[null,"2012-09-19",4,"Hverdag","Sommer",null,null,null,null,null,null,null,9]
[null,"2012-09-19",7,"Hverdag","Sommer",null,null,null,null,null,null,null,9]
[null,"2012-09-19",12,"Hverdag","Sommer",null,null,null,null,null,null,null,9]
[null,"2012-09-19",16,"Hverdag","Sommer",null,null,null,null,null,null,null,9]
[null,"2012-09-19",19,"Hverdag","Sommer",null,null,null,null,null,null,null,9]
[null,"2012-09-19",22,"Hverdag","Sommer",null,null,null,null,null,null,null,9]
[null,"2012-09-19",24,"Hverdag","Sommer",null,null,null,null,null,null,null,9]
[null,"2012-09-20",3,"Hverdag","Sommer",null,null,null,null,null,null,null,9]
[null,"2012-09-20",6,"Hverdag","Sommer",null,null,null,null,null,null,null,9]
[null,"2012-09-20",10,"Hverdag","Sommer",null,null,null,null,null,null,null,9]
[null,"2012-09-20",13,"Hverdag","Sommer",null,null,null,null,null,null,null,9]
[null,"2012-09-20",18,"Hverdag","Sommer",null,null,null,null,null,null,null,9]
[null,"2012-09-20",21,"Hverdag","Sommer",null,null,null,null,null,null,null,9]
[null,"2012-09-20",24,"Hverdag","Sommer",null,null,null,null,null,null,null,9]
[null,"2012-09-21",1,"Hverdag","Sommer",null,null,null,null,null,null,null,{"$f":"MONTH(B6501)","v":9}]
[null,"2012-09-21",6,"Hverdag","Sommer",null,null,null,null,null,null,null,9]
[null,"2012-09-21",8,"Hverdag","Sommer",null,null,null,null,null,null,null,9]
[null,"2012-09-21",12,"Hverdag","Sommer",null,null,null,null,null,null,null,9]
[null,"2012-09-21",15,"Hverdag","Sommer",null,null,null,null,null,null,null,9]
[null,"2012-09-21",19,"Hverdag","Sommer",null,null,null,null,null,null,null,9]
[null,"2012-09-21",23,"Hverdag","Sommer",null,null,null,null,null,null,null,9]
[null,"2012-09-22",2,"Weekend","Sommer",null,null,null,null,null,null,null,9]
[null,"2012-09-22",3,"Weekend","Sommer",null,null,null,null,null,null,null,9]
[null,"2012-09-22",6,"Weekend","Sommer",null,null,null,null,null,null,null,9]
[null,"2012-09-22",12,"Weekend","Sommer",null,null,null,null,null,null,null,9]
[null,"2012-09-22",14,"Weekend","Sommer",null,null,null,null,null,null,null,9]
[null,"2012-09-22",17,"Weekend","Sommer",null,null,null,null,null,null,null,9]
[null,"2012-09-22",21,"Weekend","Sommer",null,null,null,null,null,null,null,9]
[null,"2012-09-23",1,"Weekend","Sommer",null,null,null,null,null,null,null,9]
[null,"2012-09-23",4,"Weekend","Sommer",null,null,null,null,null,null,null,9]
[null,"2012-09-23",5,"Weekend","Sommer",null,null,null,null,null,null,null,9]
[null,"2012-09-23",8,"Weekend","Sommer",null,null,null,null,null,null,null,9]
[null,"2012-09-23",12,"Weekend","Sommer",null,null,null,null,null,null,null,9]
[null,"2012-09-23",14,"Weekend","Sommer",null,null,null,null,null,null,null,9]
[null,"2012-09-23",19,{"$f":"CHOOSE(WEEKDAY(B6567,2),$L$165,$L$166,$L$167,$L$168,$L$169,$L$170,$L$171)","v":"Weekend"},{"$f":"IF(AND(M6567>=4,M6567<=9),\"Sommer\",\"Vinter\")","v":"Sommer"},null,null,null,null,null,null,null,9]
[null,"2012-09-23",23,"Weekend","Sommer",null,null,null,null,null,null,null,9]
[null,"2012-09-24",2,"Hverdag","Sommer",null,null,null,null,null,null,null,9]
[null,"2012-09-24",3,"Hverdag","Sommer",null,null,null,null,null,null,null,9]
[null,"2012-09-24",7,"Hverdag","Sommer",null,null,null,null,null,null,null,9]
[null,"2012-09-24",10,"Hverdag","Sommer",null,null,null,null,null,null,null,9]
[null,"2012-09-24",14,"Hverdag","Sommer",null,null,null,null,null,null,null,9]
[null,"2012-09-24",17,"Hverdag","Sommer",null,null,null,null,null,null,null,9]
[null,"2012-09-24",20,"Hverdag","Sommer",null,null,null,null,null,null,null,9]
[null,"2012-09-25",1,"Hverdag","Sommer",null,null,null,null,null,null,null,9]
[null,"2012-09-25",4,"Hverdag","Sommer",null,null,null,null,null,null,null,9]
[null,"2012-09-25",5,"Hverdag","Sommer",null,null,null,null,null,null,null,9]
[null,"2012-09-25",9,"Hverdag","Sommer",null,null,null,null,null,null,null,9]
[null,"2012-09-25",12,"Hverdag","Sommer",null,null,null,null,null,null,null,9]
[null,"2012-09-25",16,"Hverdag","Sommer",null,null,null,null,null,null,null,9]
[null,"2012-09-25",19,"Hverdag","Sommer",null,null,null,null,null,null,null,9]
[null,"2012-09-25",22,"Hverdag","Sommer",null,null,null,null,null,null,null,9]
[null,"2012-09-26",2,"Hverdag","Sommer",null,null,null,null,null,null,null,9]
[null,"2012-09-26",6,"Hverdag","Sommer",null,null,null,null,null,null,null,9]
[null,"2012-09-26",7,"Hverdag","Sommer",null,null,null,null,null,null,null,9]
[null,"2012-09-26",10,"Hverdag","Sommer",null,null,null,null,null,null,null,9]
[null,"2012-09-26",15,"Hverdag","Sommer",null,null,null,null,null,null,null,9]
[null,"2012-09-26",18,"Hverdag","Sommer",null,null,null,null,null,null,null,9]
[null,"2012-09-26",21,"Hverdag","Sommer",null,null,null,null,null,null,null,9]
[null,"2012-09-27",1,"Hverdag","Sommer",null,null,null,null,null,null,null,9]
[null,"2012-09-27",4,"Hverdag","Sommer",null,null,null,null,null,null,null,9]
[null,"2012-09-27",8,"Hverdag","Sommer",null,null,null,null,null,null,null,9]
[null,"2012-09-27",9,"Hverdag","Sommer",null,null,null,null,null,null,null,9]
[null,"2012-09-27",12,"Hverdag","Sommer",null,null,null,null,null,null,null,9]
[null,"2012-09-27",15,"Hverdag","Sommer",null,null,null,null,null,null,null,9]
[null,"2012-09-27",21,"Hverdag","Sommer",null,null,null,null,null,null,null,9]
[null,"2012-09-27",23,"Hverdag","Sommer",null,null,null,null,null,null,null,9]
[null,"2012-09-28",3,"Hverdag","Sommer",null,null,null,null,null,null,null,9]
[null,"2012-09-28",6,"Hverdag","Sommer",null,null,null,null,null,null,null,9]
[null,"2012-09-28",10,"Hverdag","Sommer",null,null,null,null,null,null,null,9]
[null,"2012-09-28",11,"Hverdag","Sommer",null,null,null,null,null,null,null,9]
[null,"2012-09-28",14,"Hverdag","Sommer",null,null,null,null,null,null,null,9]
[null,"2012-09-28",17,"Hverdag","Sommer",null,null,null,null,null,null,null,9]
[null,"2012-09-28",21,"Hverdag","Sommer",null,null,null,null,null,null,null,9]
[null,"2012-09-28",23,"Hverdag","Sommer",null,null,null,null,null,null,null,9]
[null,"2012-09-29",5,"Weekend","Sommer",null,null,null,null,null,null,null,9]
[null,"2012-09-29",8,"Weekend","Sommer",null,null,null,null,null,null,null,9]
[null,"2012-09-29",11,"Weekend","Sommer",null,null,null,null,null,null,null,9]
[null,"2012-09-29",12,"Weekend","Sommer",null,null,null,null,null,null,null,9]
[null,"2012-09-29",16,"Weekend","Sommer",null,null,null,null,null,null,null,9]
[null,"2012-09-29",20,"Weekend","Sommer",null,null,null,null,null,null,null,9]
[null,"2012-09-29",23,"Weekend","Sommer",null,null,null,null,null,null,null,9]
[null,"2012-09-30",2,"Weekend","Sommer",null,null,null,null,null,null,null,9]
[null,"2012-09-30",5,"Weekend","Sommer",null,null,null,null,null,null,null,9]
[null,"2012-09-30",10,"Weekend","Sommer",null,null,null,null,null,null,null,9]
[null,"2012-09-30",13,"Weekend","Sommer",null,null,null,null,null,null,null,9]
[null,"2012-09-30",14,"Weekend","Sommer",null,null,null,null,null,null,null,9]
[null,"2012-09-30",18,"Weekend","Sommer",null,null,null,null,null,null,null,9]
[null,"2012-09-30",22,"Weekend","Sommer",null,null,null,null,null,null,null,9]
[null,"2012-10-01",1,"Hverdag","Vinter",null,null,null,null,null,null,null,10]
[null,"2012-10-01",4,"Hverdag","Vinter",null,null,null,null,null,null,null,10]
[null,"2012-10-01",8,"Hverdag","Vinter",null,null,null,null,null,null,null,10]
[null,"2012-10-01",11,"Hverdag","Vinter",null,null,null,null,null,null,null,10]
[null,"2012-10-01",13,"Hverdag","Vinter",null,null,null,null,null,null,null,10]
[null,"2012-10-01",16,"Hverdag","Vinter",null,null,null,null,null,null,null,10]
[null,"2012-10-01",19,{"$f":"CHOOSE(WEEKDAY(B6759,2),$L$165,$L$166,$L$167,$L$168,$L$169,$L$170,$L$171)","v":"Hverdag"},{"$f":"IF(AND(M6759>=4,M6759<=9),\"Sommer\",\"Vinter\")","v":"Vinter"},null,null,null,null,null,null,null,10]
[null,"2012-10-01",24,"Hverdag","Vinter",null,null,null,null,null,null,null,10]
[null,"2012-10-02",3,"Hverdag","Vinter",null,null,null,null,null,null,null,10]
[null,"2012-10-02",6,"Hverdag","Vinter",null,null,null,null,null,null,null,10]
[null,"2012-10-02",10,"Hverdag","Vinter",null,null,null,null,null,null,null,10]
[null,"2012-10-02",13,"Hverdag","Vinter",null,null,null,null,null,null,null,10]
[null,"2012-10-02",17,"Hverdag","Vinter",null,null,null,null,null,null,null,10]
[null,"2012-10-02",18,"Hverdag","Vinter",null,null,null,null,null,null,null,10]
[null,"2012-10-02",21,"Hverdag","Vinter",null,null,null,null,null,null,null,10]
[null,"2012-10-03",1,"Hverdag","Vinter",null,null,null,null,null,null,null,10]
[null,"2012-10-03",6,"Hverdag","Vinter",null,null,null,null,null,null,null,10]
[null,"2012-10-03",8,"Hverdag","Vinter",null,null,null,null,null,null,null,10]
[null,"2012-10-03",12,"Hverdag","Vinter",null,null,null,null,null,null,null,10]
[null,"2012-10-03",15,"Hverdag","Vinter",null,null,null,null,null,null,null,10]
[null,"2012-10-03",16,"Hverdag","Vinter",null,null,null,null,null,null,null,10]
[null,"2012-10-03",19,"Hverdag","Vinter",null,null,null,null,null,null,null,10]
[null,"2012-10-03",23,"Hverdag","Vinter",null,null,null,null,null,null,null,10]
[null,"2012-10-04",3,"Hverdag","Vinter",null,null,null,null,null,null,null,10]
[null,"2012-10-04",6,"Hverdag","Vinter",null,null,null,null,null,null,null,10]
[null,"2012-10-04",8,"Hverdag","Vinter",null,null,null,null,null,null,null,10]
[null,"2012-10-04",14,"Hverdag","Vinter",null,null,null,null,null,null,null,10]
[null,"2012-10-04",17,"Hverdag","Vinter",null,null,null,null,null,null,null,10]
[null,"2012-10-04",18,"Hverdag","Vinter",null,null,null,null,null,null,null,10]
[null,"2012-10-04",21,"Hverdag","Vinter",null,null,null,null,null,null,null,10]
[null,"2012-10-05",1,"Hverdag","Vinter",null,null,null,null,null,null,null,10]
[null,"2012-10-05",5,"Hverdag","Vinter",null,null,null,null,null,null,null,10]
[null,"2012-10-05",8,"Hverdag","Vinter",null,null,null,null,null,null,null,10]
[null,"2012-10-05",12,"Hverdag","Vinter",null,null,null,null,null,null,null,10]
[null,"2012-10-05",14,"Hverdag","Vinter",null,null,null,null,null,null,null,10]
[null,"2012-10-05",19,"Hverdag","Vinter",null,null,null,null,null,null,null,10]
[null,"2012-10-05",20,"Hverdag","Vinter",null,null,null,null,null,null,null,10]
[null,"2012-10-05",23,"Hverdag","Vinter",null,null,null,null,null,null,null,10]
[null,"2012-10-06",3,"Weekend","Vinter",null,null,null,null,null,null,null,10]
[null,"2012-10-06",7,"Weekend","Vinter",null,null,null,null,null,null,null,10]
[null,"2012-10-06",10,"Weekend","Vinter",null,null,null,null,null,null,null,10]
[null,"2012-10-06",14,"Weekend","Vinter",null,null,null,null,null,null,null,10]
[null,"2012-10-06",17,"Weekend","Vinter",null,null,null,null,null,null,null,10]
[null,"2012-10-06",20,"Weekend","Vinter",null,null,null,null,null,null,null,10]
[null,"2012-10-06",22,"Weekend","Vinter",null,null,null,null,null,null,null,10]
[null,"2012-10-07",1,"Weekend","Vinter",null,null,null,null,null,null,null,{"$f":"MONTH(B6885)","v":10}]
[null,"2012-10-07",5,"Weekend","Vinter",null,null,null,null,null,null,null,10]
[null,"2012-10-07",9,"Weekend","Vinter",null,null,null,null,null,null,null,10]
[null,"2012-10-07",12,"Weekend","Vinter",null,null,null,null,null,null,null,10]
[null,"2012-10-07",16,"Weekend","Vinter",null,null,null,null,null,null,null,10]
[null,"2012-10-07",19,"Weekend","Vinter",null,null,null,null,null,null,null,10]
[null,"2012-10-07",22,"Weekend","Vinter",null,null,null,null,null,null,null,10]
[null,"2012-10-08",2,"Hverdag","Vinter",null,null,null,null,null,null,null,10]
[null,"2012-10-08",3,"Hverdag","Vinter",null,null,null,null,null,null,null,10]
[null,"2012-10-08",7,"Hverdag","Vinter",null,null,null,null,null,null,null,10]
[null,"2012-10-08",10,"Hverdag","Vinter",null,null,null,null,null,null,null,10]
[null,"2012-10-08",15,"Hverdag","Vinter",null,null,null,null,null,null,null,10]
[null,"2012-10-08",18,"Hverdag","Vinter",null,null,null,null,null,null,null,10]
[null,"2012-10-08",21,"Hverdag","Vinter",null,null,null,null,null,null,null,10]
[null,"2012-10-08",22,"Hverdag","Vinter",null,null,null,null,null,null,null,10]
[null,"2012-10-09",1,"Hverdag","Vinter",null,null,null,null,null,null,null,10]
[null,"2012-10-09",4,"Hverdag","Vinter",null,null,null,null,null,null,null,10]
[null,"2012-10-09",9,"Hverdag","Vinter",null,null,null,null,null,null,null,10]
[null,"2012-10-09",12,"Hverdag","Vinter",null,null,null,null,null,null,null,10]
[null,"2012-10-09",15,"Hverdag","Vinter",null,null,null,null,null,null,null,10]
[null,"2012-10-09",17,"Hverdag","Vinter",null,null,null,null,null,null,null,{"$f":"MONTH(B6949)","v":10}]
[null,"2012-10-09",23,"Hverdag","Vinter",null,null,null,null,null,null,null,10]
[null,"2012-10-09",24,"Hverdag","Vinter",null,null,null,null,null,null,null,10]
[null,"2012-10-10",3,"Hverdag","Vinter",null,null,null,null,null,null,null,10]
[null,"2012-10-10",6,"Hverdag","Vinter",null,null,null,null,null,null,null,10]
[null,"2012-10-10",10,"Hverdag","Vinter",null,null,null,null,null,null,null,10]
[null,"2012-10-10",14,"Hverdag","Vinter",null,null,null,null,null,null,null,10]
[null,"2012-10-10",17,"Hverdag","Vinter",null,null,null,null,null,null,null,10]
[null,"2012-10-10",21,"Hverdag","Vinter",null,null,null,null,null,null,null,10]
[null,"2012-10-10",23,"Hverdag","Vinter",null,null,null,null,null,null,null,10]
[null,"2012-10-11",2,"Hverdag","Vinter",null,null,null,null,null,null,null,10]
[null,"2012-10-11",5,"Hverdag","Vinter",null,null,null,null,null,null,null,10]
[null,"2012-10-11",8,"Hverdag","Vinter",null,null,null,null,null,null,null,10]
[null,"2012-10-11",12,"Hverdag","Vinter",null,null,null,null,null,null,null,10]
[null,"2012-10-11",16,"Hverdag","Vinter",null,null,null,null,null,null,null,10]
[null,"2012-10-11",20,"Hverdag","Vinter",null,null,null,null,null,null,null,10]
[null,"2012-10-11",23,"Hverdag","Vinter",null,null,null,null,null,null,null,10]
[null,"2012-10-12",2,"Hverdag","Vinter",null,null,null,null,null,null,null,10]
[null,"2012-10-12",5,"Hverdag","Vinter",null,null,null,null,null,null,null,10]
[null,"2012-10-12",7,"Hverdag","Vinter",null,null,null,null,null,null,null,10]
[null,"2012-10-12",10,"Hverdag","Vinter",null,null,null,null,null,null,null,10]
[null,"2012-10-12",14,"Hverdag","Vinter",null,null,null,null,null,null,null,10]
[null,"2012-10-12",17,"Hverdag","Vinter",null,null,null,null,null,null,null,10]
[null,"2012-10-12",22,"Hverdag","Vinter",null,null,null,null,null,null,null,10]
[null,"2012-10-13",1,"Weekend","Vinter",null,null,null,null,null,null,null,10]
[null,"2012-10-13",4,"Weekend","Vinter",null,null,null,null,null,null,null,10]
[null,"2012-10-13",5,"Weekend","Vinter",null,null,null,null,null,null,null,10]
[null,"2012-10-13",11,"Weekend","Vinter",null,null,null,null,null,null,null,10]
[null,"2012-10-13",13,"Weekend","Vinter",null,null,null,null,null,null,null,10]
[null,"2012-10-13",16,"Weekend","Vinter",null,null,null,null,null,null,null,10]
[null,"2012-10-13",19,"Weekend","Vinter",null,null,null,null,null,null,null,10]
[null,"2012-10-13",24,"Weekend","Vinter",null,null,null,null,null,null,null,10]
[null,"2012-10-14",3,"Weekend","Vinter",null,null,null,null,null,null,null,10]
[null,"2012-10-14",6,"Weekend","Vinter",null,null,null,null,null,null,null,10]
[null,"2012-10-14",7,"Weekend","Vinter",null,null,null,null,null,null,null,10]
[null,"2012-10-14",10,"Weekend","Vinter",null,null,null,null,null,null,null,10]
[null,"2012-10-14",13,"Weekend","Vinter",null,null,null,null,null,null,null,10]
[null,"2012-10-14",18,"Weekend","Vinter",null,null,null,null,null,null,null,10]
[null,"2012-10-14",21,"Weekend","Vinter",null,null,null,null,null,null,null,10]
[null,"2012-10-15",1,"Hverdag","Vinter",null,null,null,null,null,null,null,{"$f":"MONTH(B7077)","v":10}]
[null,"2012-10-15",2,"Hverdag","Vinter",null,null,null,null,null,null,null,10]
[null,"2012-10-15",8,"Hverdag","Vinter",null,null,null,null,null,null,null,10]
[null,"2012-10-15",9,"Hverdag","Vinter",null,null,null,null,null,null,null,10]
[null,"2012-10-15",12,"Hverdag","Vinter",null,null,null,null,null,null,null,10]
[null,"2012-10-15",16,"Hverdag","Vinter",null,null,null,null,null,null,null,10]
[null,"2012-10-15",19,"Hverdag","Vinter",null,null,null,null,null,null,null,10]
[null,"2012-10-15",23,"Hverdag","Vinter",null,null,null,null,null,null,null,10]
[null,"2012-10-16",3,"Hverdag","Vinter",null,null,null,null,null,null,null,10]
[null,"2012-10-16",6,"Hverdag","Vinter",null,null,null,null,null,null,null,10]
[null,"2012-10-16",8,"Hverdag","Vinter",null,null,null,null,null,null,null,10]
[null,"2012-10-16",11,"Hverdag","Vinter",null,null,null,null,null,null,null,10]
[null,"2012-10-16",14,"Hverdag","Vinter",null,null,null,null,null,null,null,10]
[null,"2012-10-16",18,"Hverdag","Vinter",null,null,null,null,null,null,null,10]
[null,"2012-10-16",21,"Hverdag","Vinter",null,null,null,null,null,null,null,10]
[null,"2012-10-17",1,"Hverdag","Vinter",null,null,null,null,null,null,null,10]
[null,"2012-10-17",5,"Hverdag","Vinter",null,null,null,null,null,null,null,10]
[null,"2012-10-17",8,"Hverdag","Vinter",null,null,null,null,null,null,null,10]
[null,"2012-10-17",9,"Hverdag","Vinter",null,null,null,null,null,null,null,10]
[null,"2012-10-17",14,"Hverdag","Vinter",null,null,null,null,null,null,null,10]
[null,"2012-10-17",16,"Hverdag","Vinter",null,null,null,null,null,null,null,10]
[null,"2012-10-17",20,"Hverdag","Vinter",null,null,null,null,null,null,null,10]
[null,"2012-10-17",23,"Hverdag","Vinter",null,null,null,null,null,null,null,10]
[null,"2012-10-18",2,"Hverdag","Vinter",null,null,null,null,null,null,null,10]
[null,"2012-10-18",7,"Hverdag","Vinter",null,null,null,null,null,null,null,10]
[null,"2012-10-18",10,"Hverdag","Vinter",null,null,null,null,null,null,null,10]
[null,"2012-10-18",11,"Hverdag","Vinter",null,null,null,null,null,null,null,10]
[null,"2012-10-18",14,"Hverdag","Vinter",null,null,null,null,null,null,null,10]
[null,"2012-10-18",20,"Hverdag","Vinter",null,null,null,null,null,null,null,10]
[null,"2012-10-18",22,"Hverdag","Vinter",null,null,null,null,null,null,null,10]
[null,"2012-10-19",1,"Hverdag","Vinter",null,null,null,null,null,null,null,10]
[null,"2012-10-19",5,"Hverdag","Vinter",null,null,null,null,null,null,null,10]
[null,"2012-10-19",8,"Hverdag","Vinter",null,null,null,null,null,null,null,10]
[null,"2012-10-19",9,"Hverdag","Vinter",null,null,null,null,null,null,null,10]
[null,"2012-10-19",13,"Hverdag","Vinter",null,null,null,null,null,null,null,10]
[null,"2012-10-19",16,"Hverdag","Vinter",null,null,null,null,null,null,null,10]
[null,"2012-10-19",19,"Hverdag","Vinter",null,null,null,null,null,null,null,10]
[null,"2012-10-19",22,"Hverdag","Vinter",null,null,null,null,null,null,null,10]
[null,"2012-10-20",3,"Weekend","Vinter",null,null,null,null,null,null,null,10]
[null,"2012-10-20",7,"Weekend","Vinter",null,null,null,null,null,null,null,10]
[null,"2012-10-20",10,"Weekend","Vinter",null,null,null,null,null,null,null,10]
[null,"2012-10-20",13,"Weekend","Vinter",null,null,null,null,null,null,null,10]
[null,"2012-10-20",15,"Weekend","Vinter",null,null,null,null,null,null,null,10]
[null,"2012-10-20",18,"Weekend","Vinter",null,null,null,null,null,null,null,10]
[null,"2012-10-20",22,"Weekend","Vinter",null,null,null,null,null,null,null,10]
[null,"2012-10-21",1,"Weekend","Vinter",null,null,null,null,null,null,null,10]
[null,"2012-10-21",4,"Weekend","Vinter",null,null,null,null,null,null,null,10]
[null,"2012-10-21",9,"Weekend","Vinter",null,null,null,null,null,null,null,10]
[null,"2012-10-21",12,"Weekend","Vinter",null,null,null,null,null,null,null,10]
[null,"2012-10-21",15,"Weekend","Vinter",null,null,null,null,null,null,null,10]
[null,"2012-10-21",17,"Weekend","Vinter",null,null,null,null,null,null,null,10]
[null,"2012-10-21",20,"Weekend","Vinter",null,null,null,null,null,null,null,10]
[null,"2012-10-21",24,"Weekend","Vinter",null,null,null,null,null,null,null,10]
[null,"2012-10-22",3,"Hverdag","Vinter",null,null,null,null,null,null,null,10]
[null,"2012-10-22",6,"Hverdag","Vinter",null,null,null,null,null,null,null,10]
[null,"2012-10-22",10,"Hverdag","Vinter",null,null,null,null,null,null,null,10]
[null,"2012-10-22",14,"Hverdag","Vinter",null,null,null,null,null,null,null,10]
[null,"2012-10-22",17,"Hverdag","Vinter",null,null,null,null,null,null,null,10]
[null,"2012-10-22",18,"Hverdag","Vinter",null,null,null,null,null,null,null,10]
[null,"2012-10-22",23,"Hverdag","Vinter",null,null,null,null,null,null,null,10]
[null,"2012-10-23",2,"Hverdag","Vinter",null,null,null,null,null,null,null,10]
[null,"2012-10-23",5,"Hverdag","Vinter",null,null,null,null,null,null,null,10]
[null,"2012-10-23",8,"Hverdag","Vinter",null,null,null,null,null,null,null,10]
[null,"2012-10-23",12,"Hverdag","Vinter",null,null,null,null,null,null,null,10]
[null,"2012-10-23",16,"Hverdag","Vinter",null,null,null,null,null,null,null,10]
[null,"2012-10-23",17,"Hverdag","Vinter",null,null,null,null,null,null,null,10]
[null,"2012-10-23",20,"Hverdag","Vinter",null,null,null,null,null,null,null,10]
[null,"2012-10-23",23,"Hverdag","Vinter",null,null,null,null,null,null,null,10]
[null,"2012-10-24",5,"Hverdag","Vinter",null,null,null,null,null,null,null,10]
[null,"2012-10-24",7,"Hverdag","Vinter",null,null,null,null,null,null,null,10]
[null,"2012-10-24",10,"Hverdag","Vinter",null,null,null,null,null,null,null,10]
[null,"2012-10-24",14,"Hverdag","Vinter",null,null,null,null,null,null,null,10]
[null,"2012-10-24",17,"Hverdag","Vinter",null,null,null,null,null,null,null,10]
[null,"2012-10-24",18,"Hverdag","Vinter",null,null,null,null,null,null,null,10]
[null,"2012-10-24",22,"Hverdag","Vinter",null,null,null,null,null,null,null,10]
[null,"2012-10-25",1,"Hverdag","Vinter",null,null,null,null,null,null,null,10]
[null,"2012-10-25",5,"Hverdag","Vinter",null,null,null,null,null,null,null,10]
[null,"2012-10-25",7,"Hverdag","Vinter",null,null,null,null,null,null,null,10]
[null,"2012-10-25",13,"Hverdag","Vinter",null,null,null,null,null,null,null,10]
[null,"2012-10-25",16,"Hverdag","Vinter",null,null,null,null,null,null,null,10]
[null,"2012-10-25",19,{"$f":"CHOOSE(WEEKDAY(B7335,2),$L$165,$L$166,$L$167,$L$168,$L$169,$L$170,$L$171)","v":"Hverdag"},{"$f":"IF(AND(M7335>=4,M7335<=9),\"Sommer\",\"Vinter\")","v":"Vinter"},null,null,null,null,null,null,null,10]
[null,"2012-10-25",20,"Hverdag","Vinter",null,null,null,null,null,null,null,10]
[null,"2012-10-25",24,"Hverdag","Vinter",null,null,null,null,null,null,null,10]
[null,"2012-10-26",3,"Hverdag","Vinter",null,null,null,null,null,null,null,10]
[null,"2012-10-26",7,"Hverdag","Vinter",null,null,null,null,null,null,null,10]
[null,"2012-10-26",10,"Hverdag","Vinter",null,null,null,null,null,null,null,10]
[null,"2012-10-26",13,"Hverdag","Vinter",null,null,null,null,null,null,null,10]
[null,"2012-10-26",18,"Hverdag","Vinter",null,null,null,null,null,null,null,10]
[null,"2012-10-26",21,"Hverdag","Vinter",null,null,null,null,null,null,null,10]
[null,"2012-10-26",22,"Hverdag","Vinter",null,null,null,null,null,null,null,10]
[null,"2012-10-27",1,"Weekend","Vinter",null,null,null,null,null,null,null,10]
[null,"2012-10-27",6,"Weekend","Vinter",null,null,null,null,null,null,null,10]
[null,"2012-10-27",9,"Weekend","Vinter",null,null,null,null,null,null,null,10]
[null,"2012-10-27",12,"Weekend","Vinter",null,null,null,null,null,null,null,10]
[null,"2012-10-27",16,"Weekend","Vinter",null,null,null,null,null,null,null,10]
[null,"2012-10-27",19,"Weekend","Vinter",null,null,null,null,null,null,null,10]
[null,"2012-10-27",23,"Weekend","Vinter",null,null,null,null,null,null,null,10]
[null,"2012-10-27",24,"Weekend","Vinter",null,null,null,null,null,null,null,10]
[null,"2012-10-28",3,"Weekend","Vinter",null,null,null,null,null,null,null,10]
[null,"2012-10-28",7,"Weekend","Vinter",null,null,null,null,null,null,null,10]
[null,"2012-10-28",12,"Weekend","Vinter",null,null,null,null,null,null,null,10]
[null,"2012-10-28",14,"Weekend","Vinter",null,null,null,null,null,null,null,10]
[null,"2012-10-28",18,"Weekend","Vinter",null,null,null,null,null,null,null,10]
[null,"2012-10-28",21,"Weekend","Vinter",null,null,null,null,null,null,null,10]
[null,"2012-10-29",1,"Hverdag","Vinter",null,null,null,null,null,null,null,10]
[null,"2012-10-29",2,"Hverdag","Vinter",null,null,null,null,null,null,null,10]
[null,"2012-10-29",5,"Hverdag","Vinter",null,null,null,null,null,null,null,10]
[null,"2012-10-29",9,"Hverdag","Vinter",null,null,null,null,null,null,null,10]
[null,"2012-10-29",12,"Hverdag","Vinter",null,null,null,null,null,null,null,10]
[null,"2012-10-29",14,"Hverdag","Vinter",null,null,null,null,null,null,null,10]
[null,"2012-10-29",20,"Hverdag","Vinter",null,null,null,null,null,null,null,10]
[null,"2012-10-29",23,"Hverdag","Vinter",null,null,null,null,null,null,null,10]
[null,"2012-10-30",2,"Hverdag","Vinter",null,null,null,null,null,null,null,10]
[null,"2012-10-30",3,"Hverdag","Vinter",null,null,null,null,null,null,null,10]
[null,"2012-10-30",7,"Hverdag","Vinter",null,null,null,null,null,null,null,10]
[null,"2012-10-30",11,"Hverdag","Vinter",null,null,null,null,null,null,null,10]
[null,"2012-10-30",14,"Hverdag","Vinter",null,null,null,null,null,null,null,10]
[null,"2012-10-30",16,"Hverdag","Vinter",null,null,null,null,null,null,null,10]
[null,"2012-10-30",22,"Hverdag","Vinter",null,null,null,null,null,null,null,10]
[null,"2012-10-31",1,"Hverdag","Vinter",null,null,null,null,null,null,null,{"$f":"MONTH(B7461)","v":10}]
[null,"2012-10-31",2,"Hverdag","Vinter",null,null,null,null,null,null,null,10]
[null,"2012-10-31",5,"Hverdag","Vinter",null,null,null,null,null,null,null,10]
[null,"2012-10-31",9,"Hverdag","Vinter",null,null,null,null,null,null,null,10]
[null,"2012-10-31",13,"Hverdag","Vinter",null,null,null,null,null,null,null,10]
[null,"2012-10-31",16,"Hverdag","Vinter",null,null,null,null,null,null,null,10]
[null,"2012-10-31",19,"Hverdag","Vinter",null,null,null,null,null,null,null,10]
[null,"2012-10-31",22,"Hverdag","Vinter",null,null,null,null,null,null,null,10]
[null,"2012-11-01",3,"Hverdag","Vinter",null,null,null,null,null,null,null,11]
[null,"2012-11-01",4,"Hverdag","Vinter",null,null,null,null,null,null,null,11]
[null,"2012-11-01",7,"Hverdag","Vinter",null,null,null,null,null,null,null,11]
[null,"2012-11-01",10,"Hverdag","Vinter",null,null,null,null,null,null,null,11]
[null,"2012-11-01",15,"Hverdag","Vinter",null,null,null,null,null,null,null,11]
[null,"2012-11-01",18,"Hverdag","Vinter",null,null,null,null,null,null,null,11]
[null,"2012-11-01",22,"Hverdag","Vinter",null,null,null,null,null,null,null,11]
[null,"2012-11-02",1,"Hverdag","Vinter",null,null,null,null,null,null,null,11]
[null,"2012-11-02",4,"Hverdag","Vinter",null,null,null,null,null,null,null,11]
[null,"2012-11-02",6,"Hverdag","Vinter",null,null,null,null,null,null,null,11]
[null,"2012-11-02",9,"Hverdag","Vinter",null,null,null,null,null,null,null,11]
[null,"2012-11-02",12,"Hverdag","Vinter",null,null,null,null,null,null,null,11]
[null,"2012-11-02",16,"Hverdag","Vinter",null,null,null,null,null,null,null,11]
[null,"2012-11-02",21,"Hverdag","Vinter",null,null,null,null,null,null,null,11]
[null,"2012-11-02",24,"Hverdag","Vinter",null,null,null,null,null,null,null,11]
[null,"2012-11-03",3,"Weekend","Vinter",null,null,null,null,null,null,null,11]
[null,"2012-11-03",6,"Weekend","Vinter",null,null,null,null,null,null,null,11]
[null,"2012-11-03",10,"Weekend","Vinter",null,null,null,null,null,null,null,11]
[null,"2012-11-03",11,"Weekend","Vinter",null,null,null,null,null,null,null,11]
[null,"2012-11-03",14,"Weekend","Vinter",null,null,null,null,null,null,null,11]
[null,"2012-11-03",18,"Weekend","Vinter",null,null,null,null,null,null,null,11]
[null,"2012-11-03",21,"Weekend","Vinter",null,null,null,null,null,null,null,11]
[null,"2012-11-03",23,"Weekend","Vinter",null,null,null,null,null,null,null,11]
[null,"2012-11-04",5,"Weekend","Vinter",null,null,null,null,null,null,null,11]
[null,"2012-11-04",8,"Weekend","Vinter",null,null,null,null,null,null,null,11]
[null,"2012-11-04",9,"Weekend","Vinter",null,null,null,null,null,null,null,11]
[null,"2012-11-04",12,"Weekend","Vinter",null,null,null,null,null,null,null,11]
[null,"2012-11-04",17,"Weekend","Vinter",null,null,null,null,null,null,null,11]
[null,"2012-11-04",20,"Weekend","Vinter",null,null,null,null,null,null,null,11]
[null,"2012-11-04",23,"Weekend","Vinter",null,null,null,null,null,null,null,11]
[null,"2012-11-05",3,"Hverdag","Vinter",null,null,null,null,null,null,null,11]
[null,"2012-11-05",5,"Hverdag","Vinter",null,null,null,null,null,null,null,11]
[null,"2012-11-05",10,"Hverdag","Vinter",null,null,null,null,null,null,null,11]
[null,"2012-11-05",11,{"$f":"CHOOSE(WEEKDAY(B7591,2),$L$165,$L$166,$L$167,$L$168,$L$169,$L$170,$L$171)","v":"Hverdag"},{"$f":"IF(AND(M7591>=4,M7591<=9),\"Sommer\",\"Vinter\")","v":"Vinter"},null,null,null,null,null,null,null,11]
[null,"2012-11-05",14,"Hverdag","Vinter",null,null,null,null,null,null,null,11]
[null,"2012-11-05",18,"Hverdag","Vinter",null,null,null,null,null,null,null,11]
[null,"2012-11-05",22,"Hverdag","Vinter",null,null,null,null,null,null,null,11]
[null,"2012-11-06",1,"Hverdag","Vinter",null,null,null,null,null,null,null,11]
[null,"2012-11-06",5,"Hverdag","Vinter",null,null,null,null,null,null,null,11]
[null,"2012-11-06",8,"Hverdag","Vinter",null,null,null,null,null,null,null,11]
[null,"2012-11-06",11,"Hverdag","Vinter",null,null,null,null,null,null,null,11]
[null,"2012-11-06",13,"Hverdag","Vinter",null,null,null,null,null,null,null,11]
[null,"2012-11-06",16,"Hverdag","Vinter",null,null,null,null,null,null,null,11]
[null,"2012-11-06",20,"Hverdag","Vinter",null,null,null,null,null,null,null,11]
[null,"2012-11-06",24,"Hverdag","Vinter",null,null,null,null,null,null,null,11]
[null,"2012-11-07",3,"Hverdag","Vinter",null,null,null,null,null,null,null,11]
[null,"2012-11-07",7,"Hverdag","Vinter",null,null,null,null,null,null,null,11]
[null,"2012-11-07",10,"Hverdag","Vinter",null,null,null,null,null,null,null,11]
[null,"2012-11-07",13,"Hverdag","Vinter",null,null,null,null,null,null,null,11]
[null,"2012-11-07",15,"Hverdag","Vinter",null,null,null,null,null,null,null,11]
[null,"2012-11-07",18,"Hverdag","Vinter",null,null,null,null,null,null,null,11]
[null,"2012-11-07",22,"Hverdag","Vinter",null,null,null,null,null,null,null,11]
[null,"2012-11-08",1,"Hverdag","Vinter",null,null,null,null,null,null,null,{"$f":"MONTH(B7653)","v":11}]
[null,"2012-11-08",6,"Hverdag","Vinter",null,null,null,null,null,null,null,11]
[null,"2012-11-08",9,"Hverdag","Vinter",null,null,null,null,null,null,null,11]
[null,"2012-11-08",12,"Hverdag","Vinter",null,null,null,null,null,null,null,11]
[null,"2012-11-08",13,"Hverdag","Vinter",null,null,null,null,null,null,null,11]
[null,"2012-11-08",19,"Hverdag","Vinter",null,null,null,null,null,null,null,11]
[null,"2012-11-08",20,"Hverdag","Vinter",null,null,null,null,null,null,null,11]
[null,"2012-11-08",24,"Hverdag","Vinter",null,null,null,null,null,null,null,11]
[null,"2012-11-09",3,"Hverdag","Vinter",null,null,null,null,null,null,null,11]
[null,"2012-11-09",7,"Hverdag","Vinter",null,null,null,null,null,null,null,11]
[null,"2012-11-09",8,"Hverdag","Vinter",null,null,null,null,null,null,null,11]
[null,"2012-11-09",14,"Hverdag","Vinter",null,null,null,null,null,null,null,11]
[null,"2012-11-09",15,"Hverdag","Vinter",null,null,null,null,null,null,null,11]
[null,"2012-11-09",18,"Hverdag","Vinter",null,null,null,null,null,null,null,11]
[null,"2012-11-09",21,"Hverdag","Vinter",null,null,null,null,null,null,null,11]
[null,"2012-11-10",2,"Weekend","Vinter",null,null,null,null,null,null,null,11]
[null,"2012-11-10",5,"Weekend","Vinter",null,null,null,null,null,null,null,11]
[null,"2012-11-10",9,"Weekend","Vinter",null,null,null,null,null,null,null,11]
[null,"2012-11-10",12,"Weekend","Vinter",null,null,null,null,null,null,null,11]
[null,"2012-11-10",14,"Weekend","Vinter",null,null,null,null,null,null,null,11]
[null,"2012-11-10",17,"Weekend","Vinter",null,null,null,null,null,null,null,{"$f":"MONTH(B7717)","v":11}]
[null,"2012-11-10",20,"Weekend","Vinter",null,null,null,null,null,null,null,11]
[null,"2012-11-10",23,"Weekend","Vinter",null,null,null,null,null,null,null,11]
[null,"2012-11-11",3,"Weekend","Vinter",null,null,null,null,null,null,null,11]
[null,"2012-11-11",7,"Weekend","Vinter",null,null,null,null,null,null,null,11]
[null,"2012-11-11",11,"Weekend","Vinter",null,null,null,null,null,null,null,11]
[null,"2012-11-11",14,"Weekend","Vinter",null,null,null,null,null,null,null,11]
[null,"2012-11-11",17,"Weekend","Vinter",null,null,null,null,null,null,null,11]
[null,"2012-11-11",20,"Weekend","Vinter",null,null,null,null,null,null,null,11]
[null,"2012-11-11",22,"Weekend","Vinter",null,null,null,null,null,null,null,11]
[null,"2012-11-12",2,"Hverdag","Vinter",null,null,null,null,null,null,null,11]
[null,"2012-11-12",5,"Hverdag","Vinter",null,null,null,null,null,null,null,11]
[null,"2012-11-12",9,"Hverdag","Vinter",null,null,null,null,null,null,null,11]
[null,"2012-11-12",13,"Hverdag","Vinter",null,null,null,null,null,null,null,11]
[null,"2012-11-12",16,"Hverdag","Vinter",null,null,null,null,null,null,null,11]
[null,"2012-11-12",19,"Hverdag","Vinter",null,null,null,null,null,null,null,11]
[null,"2012-11-12",20,"Hverdag","Vinter",null,null,null,null,null,null,null,11]
[null,"2012-11-13",2,"Hverdag","Vinter",null,null,null,null,null,null,null,11]
[null,"2012-11-13",4,"Hverdag","Vinter",null,null,null,null,null,null,null,11]
[null,"2012-11-13",7,"Hverdag","Vinter",null,null,null,null,null,null,null,11]
[null,"2012-11-13",10,"Hverdag","Vinter",null,null,null,null,null,null,null,11]
[null,"2012-11-13",15,"Hverdag","Vinter",null,null,null,null,null,null,null,11]
[null,"2012-11-13",18,"Hverdag","Vinter",null,null,null,null,null,null,null,11]
[null,"2012-11-13",19,"Hverdag","Vinter",null,null,null,null,null,null,null,11]
[null,"2012-11-13",22,"Hverdag","Vinter",null,null,null,null,null,null,null,11]
[null,"2012-11-14",1,"Hverdag","Vinter",null,null,null,null,null,null,null,11]
[null,"2012-11-14",4,"Hverdag","Vinter",null,null,null,null,null,null,null,11]
[null,"2012-11-14",9,"Hverdag","Vinter",null,null,null,null,null,null,null,11]
[null,"2012-11-14",12,"Hverdag","Vinter",null,null,null,null,null,null,null,11]
[null,"2012-11-14",16,"Hverdag","Vinter",null,null,null,null,null,null,null,11]
[null,"2012-11-14",17,"Hverdag","Vinter",null,null,null,null,null,null,null,11]
[null,"2012-11-14",21,"Hverdag","Vinter",null,null,null,null,null,null,null,11]
[null,"2012-11-14",24,"Hverdag","Vinter",null,null,null,null,null,null,null,11]
[null,"2012-11-15",3,"Hverdag","Vinter",null,null,null,null,null,null,null,11]
[null,"2012-11-15",7,"Hverdag","Vinter",null,null,null,null,null,null,null,11]
[null,"2012-11-15",10,"Hverdag","Vinter",null,null,null,null,null,null,null,11]
[null,"2012-11-15",14,"Hverdag","Vinter",null,null,null,null,null,null,null,11]
[null,"2012-11-15",18,"Hverdag","Vinter",null,null,null,null,null,null,null,11]
[null,"2012-11-15",21,"Hverdag","Vinter",null,null,null,null,null,null,null,11]
[null,"2012-11-15",23,"Hverdag","Vinter",null,null,null,null,null,null,null,11]
[null,"2012-11-16",2,"Hverdag","Vinter",null,null,null,null,null,null,null,11]
[null,"2012-11-16",5,"Hverdag","Vinter",null,null,null,null,null,null,null,11]
[null,"2012-11-16",9,"Hverdag","Vinter",null,null,null,null,null,null,null,11]
[null,"2012-11-16",12,"Hverdag","Vinter",null,null,null,null,null,null,null,11]
[null,"2012-11-16",17,"Hverdag","Vinter",null,null,null,null,null,null,null,11]
[null,"2012-11-16",20,"Hverdag","Vinter",null,null,null,null,null,null,null,11]
[null,"2012-11-16",23,"Hverdag","Vinter",null,null,null,null,null,null,null,11]
[null,"2012-11-16",24,"Hverdag","Vinter",null,null,null,null,null,null,null,11]
[null,"2012-11-17",5,"Weekend","Vinter",null,null,null,null,null,null,null,11]
[null,"2012-11-17",7,"Weekend","Vinter",null,null,null,null,null,null,null,11]
[null,"2012-11-17",11,"Weekend","Vinter",null,null,null,null,null,null,null,11]
[null,"2012-11-17",14,"Weekend","Vinter",null,null,null,null,null,null,null,11]
[null,"2012-11-17",18,"Weekend","Vinter",null,null,null,null,null,null,null,11]
[null,"2012-11-17",22,"Weekend","Vinter",null,null,null,null,null,null,null,11]
[null,"2012-11-18",1,"Weekend","Vinter",null,null,null,null,null,null,null,11]
[null,"2012-11-18",2,"Weekend","Vinter",null,null,null,null,null,null,null,11]
[null,"2012-11-18",5,"Weekend","Vinter",null,null,null,null,null,null,null,11]
[null,"2012-11-18",11,"Weekend","Vinter",null,null,null,null,null,null,null,11]
[null,"2012-11-18",13,"Weekend","Vinter",null,null,null,null,null,null,null,11]
[null,"2012-11-18",16,"Weekend","Vinter",null,null,null,null,null,null,null,11]
[null,"2012-11-18",20,"Weekend","Vinter",null,null,null,null,null,null,null,11]
[null,"2012-11-18",24,"Weekend","Vinter",null,null,null,null,null,null,null,11]
[null,"2012-11-19",3,"Hverdag","Vinter",null,null,null,null,null,null,null,11]
[null,"2012-11-19",4,"Hverdag","Vinter",null,null,null,null,null,null,null,11]
[null,"2012-11-19",7,"Hverdag","Vinter",null,null,null,null,null,null,null,11]
[null,"2012-11-19",11,"Hverdag","Vinter",null,null,null,null,null,null,null,11]
[null,"2012-11-19",13,"Hverdag","Vinter",null,null,null,null,null,null,null,11]
[null,"2012-11-19",18,"Hverdag","Vinter",null,null,null,null,null,null,null,11]
[null,"2012-11-19",22,"Hverdag","Vinter",null,null,null,null,null,null,null,11]
[null,"2012-11-20",1,"Hverdag","Vinter",null,null,null,null,null,null,null,11]
[null,"2012-11-20",2,"Hverdag","Vinter",null,null,null,null,null,null,null,11]
[null,"2012-11-20",6,"Hverdag","Vinter",null,null,null,null,null,null,null,11]
[null,"2012-11-20",9,"Hverdag","Vinter",null,null,null,null,null,null,null,11]
[null,"2012-11-20",13,"Hverdag","Vinter",null,null,null,null,null,null,null,11]
[null,"2012-11-20",16,"Hverdag","Vinter",null,null,null,null,null,null,null,11]
[null,"2012-11-20",19,"Hverdag","Vinter",null,null,null,null,null,null,null,11]
[null,"2012-11-20",24,"Hverdag","Vinter",null,null,null,null,null,null,null,11]
[null,"2012-11-21",3,"Hverdag","Vinter",null,null,null,null,null,null,null,11]
[null,"2012-11-21",4,"Hverdag","Vinter",null,null,null,null,null,null,null,11]
[null,"2012-11-21",8,"Hverdag","Vinter",null,null,null,null,null,null,null,11]
[null,"2012-11-21",11,{"$f":"CHOOSE(WEEKDAY(B7975,2),$L$165,$L$166,$L$167,$L$168,$L$169,$L$170,$L$171)","v":"Hverdag"},{"$f":"IF(AND(M7975>=4,M7975<=9),\"Sommer\",\"Vinter\")","v":"Vinter"},null,null,null,null,null,null,null,11]
[null,"2012-11-21",15,"Hverdag","Vinter",null,null,null,null,null,null,null,11]
[null,"2012-11-21",18,"Hverdag","Vinter",null,null,null,null,null,null,null,11]
[null,"2012-11-21",21,"Hverdag","Vinter",null,null,null,null,null,null,null,11]
[null,"2012-11-22",1,"Hverdag","Vinter",null,null,null,null,null,null,null,11]
[null,"2012-11-22",5,"Hverdag","Vinter",null,null,null,null,null,null,null,11]
[null,"2012-11-22",6,"Hverdag","Vinter",null,null,null,null,null,null,null,11]
[null,"2012-11-22",9,"Hverdag","Vinter",null,null,null,null,null,null,null,11]
[null,"2012-11-22",14,"Hverdag","Vinter",null,null,null,null,null,null,null,11]
[null,"2012-11-22",17,"Hverdag","Vinter",null,null,null,null,null,null,null,11]
[null,"2012-11-22",20,"Hverdag","Vinter",null,null,null,null,null,null,null,11]
[null,"2012-11-22",23,"Hverdag","Vinter",null,null,null,null,null,null,null,11]
[null,"2012-11-23",3,"Hverdag","Vinter",null,null,null,null,null,null,null,11]
[null,"2012-11-23",7,"Hverdag","Vinter",null,null,null,null,null,null,null,11]
[null,"2012-11-23",8,"Hverdag","Vinter",null,null,null,null,null,null,null,11]
[null,"2012-11-23",11,"Hverdag","Vinter",null,null,null,null,null,null,null,11]
[null,"2012-11-23",14,"Hverdag","Vinter",null,null,null,null,null,null,null,11]
[null,"2012-11-23",20,"Hverdag","Vinter",null,null,null,null,null,null,null,11]
[null,"2012-11-23",22,"Hverdag","Vinter",null,null,null,null,null,null,null,11]
[null,"2012-11-24",2,"Weekend","Vinter",null,null,null,null,null,null,null,11]
[null,"2012-11-24",5,"Weekend","Vinter",null,null,null,null,null,null,null,11]
[null,"2012-11-24",9,"Weekend","Vinter",null,null,null,null,null,null,null,11]
[null,"2012-11-24",10,"Weekend","Vinter",null,null,null,null,null,null,null,11]
[null,"2012-11-24",13,"Weekend","Vinter",null,null,null,null,null,null,null,11]
[null,"2012-11-24",16,"Weekend","Vinter",null,null,null,null,null,null,null,11]
[null,"2012-11-24",20,"Weekend","Vinter",null,null,null,null,null,null,null,11]
[null,"2012-11-24",22,"Weekend","Vinter",null,null,null,null,null,null,null,11]
[null,"2012-11-25",4,"Weekend","Vinter",null,null,null,null,null,null,null,11]
[null,"2012-11-25",7,"Weekend","Vinter",null,null,null,null,null,null,null,11]
[null,"2012-11-25",10,"Weekend","Vinter",null,null,null,null,null,null,null,11]
[null,"2012-11-25",11,"Weekend","Vinter",null,null,null,null,null,null,null,11]
[null,"2012-11-25",15,"Weekend","Vinter",null,null,null,null,null,null,null,11]
[null,"2012-11-25",19,"Weekend","Vinter",null,null,null,null,null,null,null,11]
[null,"2012-11-25",22,"Weekend","Vinter",null,null,null,null,null,null,null,11]
[null,"2012-11-26",1,"Hverdag","Vinter",null,null,null,null,null,null,null,11]
[null,"2012-11-26",4,"Hverdag","Vinter",null,null,null,null,null,null,null,11]
[null,"2012-11-26",9,"Hverdag","Vinter",null,null,null,null,null,null,null,11]
[null,"2012-11-26",12,"Hverdag","Vinter",null,null,null,null,null,null,null,11]
[null,"2012-11-26",13,"Hverdag","Vinter",null,null,null,null,null,null,null,11]
[null,"2012-11-26",17,"Hverdag","Vinter",null,null,null,null,null,null,null,{"$f":"MONTH(B8101)","v":11}]
[null,"2012-11-26",21,"Hverdag","Vinter",null,null,null,null,null,null,null,11]
[null,"2012-11-26",24,"Hverdag","Vinter",null,null,null,null,null,null,null,11]
[null,"2012-11-27",3,"Hverdag","Vinter",null,null,null,null,null,null,null,11]
[null,"2012-11-27",7,"Hverdag","Vinter",null,null,null,null,null,null,null,11]
[null,"2012-11-27",10,"Hverdag","Vinter",null,null,null,null,null,null,null,11]
[null,"2012-11-27",14,"Hverdag","Vinter",null,null,null,null,null,null,null,11]
[null,"2012-11-27",15,"Hverdag","Vinter",null,null,null,null,null,null,null,11]
[null,"2012-11-27",18,"Hverdag","Vinter",null,null,null,null,null,null,null,11]
[null,"2012-11-27",23,"Hverdag","Vinter",null,null,null,null,null,null,null,11]
[null,"2012-11-28",2,"Hverdag","Vinter",null,null,null,null,null,null,null,11]
[null,"2012-11-28",5,"Hverdag","Vinter",null,null,null,null,null,null,null,11]
[null,"2012-11-28",9,"Hverdag","Vinter",null,null,null,null,null,null,null,11]
[null,"2012-11-28",12,"Hverdag","Vinter",null,null,null,null,null,null,null,11]
[null,"2012-11-28",16,"Hverdag","Vinter",null,null,null,null,null,null,null,11]
[null,"2012-11-28",17,"Hverdag","Vinter",null,null,null,null,null,null,null,11]
[null,"2012-11-28",20,"Hverdag","Vinter",null,null,null,null,null,null,null,11]
[null,"2012-11-28",24,"Hverdag","Vinter",null,null,null,null,null,null,null,11]
[null,"2012-11-29",5,"Hverdag","Vinter",null,null,null,null,null,null,null,11]
[null,"2012-11-29",7,"Hverdag","Vinter",null,null,null,null,null,null,null,11]
[null,"2012-11-29",11,{"$f":"CHOOSE(WEEKDAY(B8167,2),$L$165,$L$166,$L$167,$L$168,$L$169,$L$170,$L$171)","v":"Hverdag"},{"$f":"IF(AND(M8167>=4,M8167<=9),\"Sommer\",\"Vinter\")","v":"Vinter"},null,null,null,null,null,null,null,11]
[null,"2012-11-29",14,"Hverdag","Vinter",null,null,null,null,null,null,null,11]
[null,"2012-11-29",15,"Hverdag","Vinter",null,null,null,null,null,null,null,11]
[null,"2012-11-29",18,"Hverdag","Vinter",null,null,null,null,null,null,null,11]
[null,"2012-11-29",22,"Hverdag","Vinter",null,null,null,null,null,null,null,11]
[null,"2012-11-30",2,"Hverdag","Vinter",null,null,null,null,null,null,null,11]
[null,"2012-11-30",5,"Hverdag","Vinter",null,null,null,null,null,null,null,11]
[null,"2012-11-30",7,"Hverdag","Vinter",null,null,null,null,null,null,null,11]
[null,"2012-11-30",13,"Hverdag","Vinter",null,null,null,null,null,null,null,11]
[null,"2012-11-30",16,"Hverdag","Vinter",null,null,null,null,null,null,null,11]
[null,"2012-11-30",17,"Hverdag","Vinter",null,null,null,null,null,null,null,11]
[null,"2012-11-30",20,"Hverdag","Vinter",null,null,null,null,null,null,null,11]
[null,"2012-11-30",24,"Hverdag","Vinter",null,null,null,null,null,null,null,11]
[null,"2012-12-01",4,"Weekend","Vinter",null,null,null,null,null,null,null,12]
[null,"2012-12-01",7,"Weekend","Vinter",null,null,null,null,null,null,null,12]
[null,"2012-12-01",11,"Weekend","Vinter",null,null,null,null,null,null,null,12]
[null,"2012-12-01",13,"Weekend","Vinter",null,null,null,null,null,null,null,12]
[null,"2012-12-01",18,"Weekend","Vinter",null,null,null,null,null,null,null,12]
[null,"2012-12-01",19,"Weekend","Vinter",null,null,null,null,null,null,null,12]
[null,"2012-12-01",22,"Weekend","Vinter",null,null,null,null,null,null,null,12]
[null,"2012-12-02",1,"Weekend","Vinter",null,null,null,null,null,null,null,{"$f":"MONTH(B8229)","v":12}]
[null,"2012-12-02",6,"Weekend","Vinter",null,null,null,null,null,null,null,12]
[null,"2012-12-02",9,"Weekend","Vinter",null,null,null,null,null,null,null,12]
[null,"2012-12-02",13,"Weekend","Vinter",null,null,null,null,null,null,null,12]
[null,"2012-12-02",16,"Weekend","Vinter",null,null,null,null,null,null,null,12]
[null,"2012-12-02",19,"Weekend","Vinter",null,null,null,null,null,null,null,12]
[null,"2012-12-02",21,"Weekend","Vinter",null,null,null,null,null,null,null,12]
[null,"2012-12-02",24,"Weekend","Vinter",null,null,null,null,null,null,null,12]
[null,"2012-12-03",4,"Hverdag","Vinter",null,null,null,null,null,null,null,12]
[null,"2012-12-03",8,"Hverdag","Vinter",null,null,null,null,null,null,null,12]
[null,"2012-12-03",11,"Hverdag","Vinter",null,null,null,null,null,null,null,12]
[null,"2012-12-03",15,"Hverdag","Vinter",null,null,null,null,null,null,null,12]
[null,"2012-12-03",18,"Hverdag","Vinter",null,null,null,null,null,null,null,12]
[null,"2012-12-03",21,"Hverdag","Vinter",null,null,null,null,null,null,null,12]
[null,"2012-12-04",1,"Hverdag","Vinter",null,null,null,null,null,null,null,12]
[null,"2012-12-04",2,"Hverdag","Vinter",null,null,null,null,null,null,null,12]
[null,"2012-12-04",6,"Hverdag","Vinter",null,null,null,null,null,null,null,12]
[null,"2012-12-04",9,"Hverdag","Vinter",null,null,null,null,null,null,null,12]
[null,"2012-12-04",14,"Hverdag","Vinter",null,null,null,null,null,null,null,12]
[null,"2012-12-04",17,"Hverdag","Vinter",null,null,null,null,null,null,null,{"$f":"MONTH(B8293)","v":12}]
[null,"2012-12-04",20,"Hverdag","Vinter",null,null,null,null,null,null,null,12]
[null,"2012-12-04",23,"Hverdag","Vinter",null,null,null,null,null,null,null,12]
[null,"2012-12-04",24,"Hverdag","Vinter",null,null,null,null,null,null,null,12]
[null,"2012-12-05",3,"Hverdag","Vinter",null,null,null,null,null,null,null,12]
[null,"2012-12-05",8,"Hverdag","Vinter",null,null,null,null,null,null,null,12]
[null,"2012-12-05",11,"Hverdag","Vinter",null,null,null,null,null,null,null,12]
[null,"2012-12-05",14,"Hverdag","Vinter",null,null,null,null,null,null,null,12]
[null,"2012-12-05",16,"Hverdag","Vinter",null,null,null,null,null,null,null,12]
[null,"2012-12-05",22,"Hverdag","Vinter",null,null,null,null,null,null,null,12]
[null,"2012-12-05",23,"Hverdag","Vinter",null,null,null,null,null,null,null,12]
[null,"2012-12-06",2,"Hverdag","Vinter",null,null,null,null,null,null,null,12]
[null,"2012-12-06",5,"Hverdag","Vinter",null,null,null,null,null,null,null,12]
[null,"2012-12-06",9,"Hverdag","Vinter",null,null,null,null,null,null,null,12]
[null,"2012-12-06",13,"Hverdag","Vinter",null,null,null,null,null,null,null,12]
[null,"2012-12-06",16,"Hverdag","Vinter",null,null,null,null,null,null,null,12]
[null,"2012-12-06",20,"Hverdag","Vinter",null,null,null,null,null,null,null,12]
[null,"2012-12-06",22,"Hverdag","Vinter",null,null,null,null,null,null,null,12]
[null,"2012-12-07",1,"Hverdag","Vinter",null,null,null,null,null,null,null,12]
[null,"2012-12-07",4,"Hverdag","Vinter",null,null,null,null,null,null,null,12]
[null,"2012-12-07",7,"Hverdag","Vinter",null,null,null,null,null,null,null,12]
[null,"2012-12-07",11,{"$f":"CHOOSE(WEEKDAY(B8359,2),$L$165,$L$166,$L$167,$L$168,$L$169,$L$170,$L$171)","v":"Hverdag"},{"$f":"IF(AND(M8359>=4,M8359<=9),\"Sommer\",\"Vinter\")","v":"Vinter"},null,null,null,null,null,null,null,12]
[null,"2012-12-07",15,"Hverdag","Vinter",null,null,null,null,null,null,null,12]
[null,"2012-12-07",19,"Hverdag","Vinter",null,null,null,null,null,null,null,12]
[null,"2012-12-07",22,"Hverdag","Vinter",null,null,null,null,null,null,null,12]
[null,"2012-12-08",1,"Weekend","Vinter",null,null,null,null,null,null,null,12]
[null,"2012-12-08",4,"Weekend","Vinter",null,null,null,null,null,null,null,12]
[null,"2012-12-08",6,"Weekend","Vinter",null,null,null,null,null,null,null,12]
[null,"2012-12-08",9,"Weekend","Vinter",null,null,null,null,null,null,null,12]
[null,"2012-12-08",13,"Weekend","Vinter",null,null,null,null,null,null,null,12]
[null,"2012-12-08",16,"Weekend","Vinter",null,null,null,null,null,null,null,12]
[null,"2012-12-08",21,"Weekend","Vinter",null,null,null,null,null,null,null,12]
[null,"2012-12-08",24,"Weekend","Vinter",null,null,null,null,null,null,null,12]
[null,"2012-12-09",3,"Weekend","Vinter",null,null,null,null,null,null,null,12]
[null,"2012-12-09",4,"Weekend","Vinter",null,null,null,null,null,null,null,12]
[null,"2012-12-09",10,"Weekend","Vinter",null,null,null,null,null,null,null,12]
[null,"2012-12-09",11,"Weekend","Vinter",null,null,null,null,null,null,null,12]
[null,"2012-12-09",15,"Weekend","Vinter",null,null,null,null,null,null,null,12]
[null,"2012-12-09",18,"Weekend","Vinter",null,null,null,null,null,null,null,12]
[null,"2012-12-09",22,"Weekend","Vinter",null,null,null,null,null,null,null,12]
[null,"2012-12-09",23,"Weekend","Vinter",null,null,null,null,null,null,null,12]
[null,"2012-12-10",5,"Hverdag","Vinter",null,null,null,null,null,null,null,12]
[null,"2012-12-10",6,"Hverdag","Vinter",null,null,null,null,null,null,null,12]
[null,"2012-12-10",9,"Hverdag","Vinter",null,null,null,null,null,null,null,12]
[null,"2012-12-10",12,"Hverdag","Vinter",null,null,null,null,null,null,null,12]
[null,"2012-12-10",17,"Hverdag","Vinter",null,null,null,null,null,null,null,12]
[null,"2012-12-10",20,"Hverdag","Vinter",null,null,null,null,null,null,null,12]
[null,"2012-12-10",24,"Hverdag","Vinter",null,null,null,null,null,null,null,12]
[null,"2012-12-11",1,"Hverdag","Vinter",null,null,null,null,null,null,null,12]
[null,"2012-12-11",5,"Hverdag","Vinter",null,null,null,null,null,null,null,12]
[null,"2012-12-11",6,"Hverdag","Vinter",null,null,null,null,null,null,null,12]
[null,"2012-12-11",7,"Hverdag","Vinter",null,null,null,null,null,null,null,12]
[null,"2012-12-11",8,"Hverdag","Vinter",null,null,null,null,null,null,null,12]
[null,"2012-12-11",9,"Hverdag","Vinter",null,null,null,null,null,null,null,12]
[null,"2012-12-11",10,"Hverdag","Vinter",null,null,null,null,null,null,null,12]
[null,"2012-12-11",11,"Hverdag","Vinter",null,null,null,null,null,null,null,12]
[null,"2012-12-11",12,"Hverdag","Vinter",null,null,null,null,null,null,null,12]
[null,"2012-12-11",13,"Hverdag","Vinter",null,null,null,null,null,null,null,12]
[null,"2012-12-11",14,"Hverdag","Vinter",null,null,null,null,null,null,null,12]
[null,"2012-12-11",15,"Hverdag","Vinter",null,null,null,null,null,null,null,12]
[null,"2012-12-11",16,"Hverdag","Vinter",null,null,null,null,null,null,null,12]
[null,"2012-12-11",17,"Hverdag","Vinter",null,null,null,null,null,null,null,12]
[null,"2012-12-11",18,"Hverdag","Vinter",null,null,null,null,null,null,null,12]
[null,"2012-12-11",19,"Hverdag","Vinter",null,null,null,null,null,null,null,12]
[null,"2012-12-11",20,"Hverdag","Vinter",null,null,null,null,null,null,null,12]
[null,"2012-12-11",21,"Hverdag","Vinter",null,null,null,null,null,null,null,12]
[null,"2012-12-11",22,"Hverdag","Vinter",null,null,null,null,null,null,null,12]
[null,"2012-12-11",23,"Hverdag","Vinter",null,null,null,null,null,null,null,12]
[null,"2012-12-11",24,"Hverdag","Vinter",null,null,null,null,null,null,null,12]
[null,"2012-12-12",1,"Hverdag","Vinter",null,null,null,null,null,null,null,12]
[null,"2012-12-12",2,"Hverdag","Vinter",null,null,null,null,null,null,null,12]
[null,"2012-12-12",3,"Hverdag","Vinter",null,null,null,null,null,null,null,12]
[null,"2012-12-12",4,"Hverdag","Vinter",null,null,null,null,null,null,null,12]
[null,"2012-12-12",5,"Hverdag","Vinter",null,null,null,null,null,null,null,12]
[null,"2012-12-12",6,"Hverdag","Vinter",null,null,null,null,null,null,null,12]
[null,"2012-12-12",7,"Hverdag","Vinter",null,null,null,null,null,null,null,12]
[null,"2012-12-12",8,"Hverdag","Vinter",null,null,null,null,null,null,null,12]
[null,"2012-12-12",9,"Hverdag","Vinter",null,null,null,null,null,null,null,12]
[null,"2012-12-12",10,"Hverdag","Vinter",null,null,null,null,null,null,null,12]
[null,"2012-12-12",11,"Hverdag","Vinter",null,null,null,null,null,null,null,12]
[null,"2012-12-12",12,"Hverdag","Vinter",null,null,null,null,null,null,null,12]
[null,"2012-12-12",13,"Hverdag","Vinter",null,null,null,null,null,null,null,12]
[null,"2012-12-12",14,"Hverdag","Vinter",null,null,null,null,null,null,null,12]
[null,"2012-12-12",15,"Hverdag","Vinter",null,null,null,null,null,null,null,12]
[null,"2012-12-12",16,"Hverdag","Vinter",null,null,null,null,null,null,null,12]
[null,"2012-12-12",17,"Hverdag","Vinter",null,null,null,null,null,null,null,{"$f":"MONTH(B8485)","v":12}]
[null,"2012-12-12",18,"Hverdag","Vinter",null,null,null,null,null,null,null,12]
[null,"2012-12-12",19,{"$f":"CHOOSE(WEEKDAY(B8487,2),$L$165,$L$166,$L$167,$L$168,$L$169,$L$170,$L$171)","v":"Hverdag"},{"$f":"IF(AND(M8487>=4,M8487<=9),\"Sommer\",\"Vinter\")","v":"Vinter"},null,null,null,null,null,null,null,12]
[null,"2012-12-12",20,"Hverdag","Vinter",null,null,null,null,null,null,null,12]
[null,"2012-12-12",21,"Hverdag","Vinter",null,null,null,null,null,null,null,12]
[null,"2012-12-12",22,"Hverdag","Vinter",null,null,null,null,null,null,null,12]
[null,"2012-12-12",23,"Hverdag","Vinter",null,null,null,null,null,null,null,12]
[null,"2012-12-12",24,"Hverdag","Vinter",null,null,null,null,null,null,null,12]
[null,"2012-12-13",1,"Hverdag","Vinter",null,null,null,null,null,null,null,12]
[null,"2012-12-13",2,"Hverdag","Vinter",null,null,null,null,null,null,null,12]
[null,"2012-12-13",3,"Hverdag","Vinter",null,null,null,null,null,null,null,12]
[null,"2012-12-13",4,"Hverdag","Vinter",null,null,null,null,null,null,null,12]
[null,"2012-12-13",5,"Hverdag","Vinter",null,null,null,null,null,null,null,12]
[null,"2012-12-13",6,"Hverdag","Vinter",null,null,null,null,null,null,null,12]
[null,"2012-12-13",7,"Hverdag","Vinter",null,null,null,null,null,null,null,12]
[null,"2012-12-13",8,"Hverdag","Vinter",null,null,null,null,null,null,null,12]
[null,"2012-12-13",9,"Hverdag","Vinter",null,null,null,null,null,null,null,12]
[null,"2012-12-13",10,"Hverdag","Vinter",null,null,null,null,null,null,null,12]
[null,"2012-12-13",11,"Hverdag","Vinter",null,null,null,null,null,null,null,12]
[null,"2012-12-13",12,"Hverdag","Vinter",null,null,null,null,null,null,null,12]
[null,"2012-12-13",13,"Hverdag","Vinter",null,null,null,null,null,null,null,12]
[null,"2012-12-13",14,"Hverdag","Vinter",null,null,null,null,null,null,null,12]
[null,"2012-12-13",15,"Hverdag","Vinter",null,null,null,null,null,null,null,12]
[null,"2012-12-13",16,"Hverdag","Vinter",null,null,null,null,null,null,null,12]
[null,"2012-12-13",17,"Hverdag","Vinter",null,null,null,null,null,null,null,12]
[null,"2012-12-13",18,"Hverdag","Vinter",null,null,null,null,null,null,null,12]
[null,"2012-12-13",19,"Hverdag","Vinter",null,null,null,null,null,null,null,12]
[null,"2012-12-13",20,"Hverdag","Vinter",null,null,null,null,null,null,null,12]
[null,"2012-12-13",21,"Hverdag","Vinter",null,null,null,null,null,null,null,12]
[null,"2012-12-13",22,"Hverdag","Vinter",null,null,null,null,null,null,null,12]
[null,"2012-12-13",23,"Hverdag","Vinter",null,null,null,null,null,null,null,12]
[null,"2012-12-13",24,"Hverdag","Vinter",null,null,null,null,null,null,null,12]
[null,"2012-12-14",1,"Hverdag","Vinter",null,null,null,null,null,null,null,12]
[null,"2012-12-14",2,"Hverdag","Vinter",null,null,null,null,null,null,null,12]
[null,"2012-12-14",3,"Hverdag","Vinter",null,null,null,null,null,null,null,12]
[null,"2012-12-14",4,"Hverdag","Vinter",null,null,null,null,null,null,null,12]
[null,"2012-12-14",5,"Hverdag","Vinter",null,null,null,null,null,null,null,12]
[null,"2012-12-14",6,"Hverdag","Vinter",null,null,null,null,null,null,null,12]
[null,"2012-12-14",7,"Hverdag","Vinter",null,null,null,null,null,null,null,12]
[null,"2012-12-14",8,"Hverdag","Vinter",null,null,null,null,null,null,null,12]
[null,"2012-12-14",9,"Hverdag","Vinter",null,null,null,null,null,null,null,12]
[null,"2012-12-14",10,"Hverdag","Vinter",null,null,null,null,null,null,null,12]
[null,"2012-12-14",11,"Hverdag","Vinter",null,null,null,null,null,null,null,12]
[null,"2012-12-14",12,"Hverdag","Vinter",null,null,null,null,null,null,null,12]
[null,"2012-12-14",13,"Hverdag","Vinter",null,null,null,null,null,null,null,12]
[null,"2012-12-14",14,"Hverdag","Vinter",null,null,null,null,null,null,null,12]
[null,"2012-12-14",15,"Hverdag","Vinter",null,null,null,null,null,null,null,12]
[null,"2012-12-14",16,"Hverdag","Vinter",null,null,null,null,null,null,null,12]
[null,"2012-12-14",17,"Hverdag","Vinter",null,null,null,null,null,null,null,12]
[null,"2012-12-14",18,"Hverdag","Vinter",null,null,null,null,null,null,null,12]
[null,"2012-12-14",19,"Hverdag","Vinter",null,null,null,null,null,null,null,12]
[null,"2012-12-14",20,"Hverdag","Vinter",null,null,null,null,null,null,null,12]
[null,"2012-12-14",21,"Hverdag","Vinter",null,null,null,null,null,null,null,12]
[null,"2012-12-14",22,"Hverdag","Vinter",null,null,null,null,null,null,null,12]
[null,"2012-12-14",23,"Hverdag","Vinter",null,null,null,null,null,null,null,12]
[null,"2012-12-14",24,"Hverdag","Vinter",null,null,null,null,null,null,null,12]
[null,"2012-12-15",1,"Weekend","Vinter",null,null,null,null,null,null,null,12]
[null,"2012-12-15",2,"Weekend","Vinter",null,null,null,null,null,null,null,12]
[null,"2012-12-15",3,"Weekend","Vinter",null,null,null,null,null,null,null,12]
[null,"2012-12-15",4,"Weekend","Vinter",null,null,null,null,null,null,null,12]
[null,"2012-12-15",5,"Weekend","Vinter",null,null,null,null,null,null,null,12]
[null,"2012-12-15",6,"Weekend","Vinter",null,null,null,null,null,null,null,12]
[null,"2012-12-15",7,"Weekend","Vinter",null,null,null,null,null,null,null,12]
[null,"2012-12-15",8,"Weekend","Vinter",null,null,null,null,null,null,null,12]
[null,"2012-12-15",9,"Weekend","Vinter",null,null,null,null,null,null,null,{"$f":"MONTH(B8549)","v":12}]
[null,"2012-12-15",10,"Weekend","Vinter",null,null,null,null,null,null,null,12]
[null,"2012-12-15",11,{"$f":"CHOOSE(WEEKDAY(B8551,2),$L$165,$L$166,$L$167,$L$168,$L$169,$L$170,$L$171)","v":"Weekend"},{"$f":"IF(AND(M8551>=4,M8551<=9),\"Sommer\",\"Vinter\")","v":"Vinter"},null,null,null,null,null,null,null,12]
[null,"2012-12-15",12,"Weekend","Vinter",null,null,null,null,null,null,null,12]
[null,"2012-12-15",13,"Weekend","Vinter",null,null,null,null,null,null,null,12]
[null,"2012-12-15",14,"Weekend","Vinter",null,null,null,null,null,null,null,12]
[null,"2012-12-15",15,"Weekend","Vinter",null,null,null,null,null,null,null,12]
[null,"2012-12-15",16,"Weekend","Vinter",null,null,null,null,null,null,null,12]
[null,"2012-12-15",17,"Weekend","Vinter",null,null,null,null,null,null,null,12]
[null,"2012-12-15",18,"Weekend","Vinter",null,null,null,null,null,null,null,12]
[null,"2012-12-15",19,"Weekend","Vinter",null,null,null,null,null,null,null,12]
[null,"2012-12-15",20,"Weekend","Vinter",null,null,null,null,null,null,null,12]
[null,"2012-12-15",21,"Weekend","Vinter",null,null,null,null,null,null,null,12]
[null,"2012-12-15",22,"Weekend","Vinter",null,null,null,null,null,null,null,12]
[null,"2012-12-15",23,"Weekend","Vinter",null,null,null,null,null,null,null,12]
[null,"2012-12-15",24,"Weekend","Vinter",null,null,null,null,null,null,null,12]
[null,"2012-12-16",1,"Weekend","Vinter",null,null,null,null,null,null,null,12]
[null,"2012-12-16",2,"Weekend","Vinter",null,null,null,null,null,null,null,12]
[null,"2012-12-16",3,"Weekend","Vinter",null,null,null,null,null,null,null,12]
[null,"2012-12-16",4,"Weekend","Vinter",null,null,null,null,null,null,null,12]
[null,"2012-12-16",5,"Weekend","Vinter",null,null,null,null,null,null,null,12]
[null,"2012-12-16",6,"Weekend","Vinter",null,null,null,null,null,null,null,12]
[null,"2012-12-16",7,"Weekend","Vinter",null,null,null,null,null,null,null,12]
[null,"2012-12-16",8,"Weekend","Vinter",null,null,null,null,null,null,null,12]
[null,"2012-12-16",9,"Weekend","Vinter",null,null,null,null,null,null,null,12]
[null,"2012-12-16",10,"Weekend","Vinter",null,null,null,null,null,null,null,12]
[null,"2012-12-16",11,"Weekend","Vinter",null,null,null,null,null,null,null,12]
[null,"2012-12-16",12,"Weekend","Vinter",null,null,null,null,null,null,null,12]
[null,"2012-12-16",13,"Weekend","Vinter",null,null,null,null,null,null,null,12]
[null,"2012-12-16",14,"Weekend","Vinter",null,null,null,null,null,null,null,12]
[null,"2012-12-16",15,"Weekend","Vinter",null,null,null,null,null,null,null,12]
[null,"2012-12-16",16,"Weekend","Vinter",null,null,null,null,null,null,null,12]
[null,"2012-12-16",17,"Weekend","Vinter",null,null,null,null,null,null,null,12]
[null,"2012-12-16",18,"Weekend","Vinter",null,null,null,null,null,null,null,12]
[null,"2012-12-16",19,"Weekend","Vinter",null,null,null,null,null,null,null,12]
[null,"2012-12-16",20,"Weekend","Vinter",null,null,null,null,null,null,null,12]
[null,"2012-12-16",21,"Weekend","Vinter",null,null,null,null,null,null,null,12]
[null,"2012-12-16",22,"Weekend","Vinter",null,null,null,null,null,null,null,12]
[null,"2012-12-16",23,"Weekend","Vinter",null,null,null,null,null,null,null,12]
[null,"2012-12-16",24,"Weekend","Vinter",null,null,null,null,null,null,null,12]
[null,"2012-12-17",1,"Hverdag","Vinter",null,null,null,null,null,null,null,12]
[null,"2012-12-17",2,"Hverdag","Vinter",null,null,null,null,null,null,null,12]
[null,"2012-12-17",3,"Hverdag","Vinter",null,null,null,null,null,null,null,12]
[null,"2012-12-17",4,"Hverdag","Vinter",null,null,null,null,null,null,null,12]
[null,"2012-12-17",5,"Hverdag","Vinter",null,null,null,null,null,null,null,12]
[null,"2012-12-17",6,"Hverdag","Vinter",null,null,null,null,null,null,null,12]
[null,"2012-12-17",7,"Hverdag","Vinter",null,null,null,null,null,null,null,12]
[null,"2012-12-17",8,"Hverdag","Vinter",null,null,null,null,null,null,null,12]
[null,"2012-12-17",9,"Hverdag","Vinter",null,null,null,null,null,null,null,12]
[null,"2012-12-17",10,"Hverdag","Vinter",null,null,null,null,null,null,null,12]
[null,"2012-12-17",11,"Hverdag","Vinter",null,null,null,null,null,null,null,12]
[null,"2012-12-17",12,"Hverdag","Vinter",null,null,null,null,null,null,null,12]
[null,"2012-12-17",13,"Hverdag","Vinter",null,null,null,null,null,null,null,12]
[null,"2012-12-17",14,"Hverdag","Vinter",null,null,null,null,null,null,null,12]
[null,"2012-12-17",15,"Hverdag","Vinter",null,null,null,null,null,null,null,12]
[null,"2012-12-17",16,"Hverdag","Vinter",null,null,null,null,null,null,null,12]
[null,"2012-12-17",17,"Hverdag","Vinter",null,null,null,null,null,null,null,12]
[null,"2012-12-17",18,"Hverdag","Vinter",null,null,null,null,null,null,null,12]
[null,"2012-12-17",19,"Hverdag","Vinter",null,null,null,null,null,null,null,12]
[null,"2012-12-17",20,"Hverdag","Vinter",null,null,null,null,null,null,null,12]
[null,"2012-12-17",21,"Hverdag","Vinter",null,null,null,null,null,null,null,12]
[null,"2012-12-17",22,"Hverdag","Vinter",null,null,null,null,null,null,null,12]
[null,"2012-12-17",23,"Hverdag","Vinter",null,null,null,null,null,null,null,12]
[null,"2012-12-17",24,"Hverdag","Vinter",null,null,null,null,null,null,null,12]
[null,"2012-12-18",1,"Hverdag","Vinter",null,null,null,null,null,null,null,{"$f":"MONTH(B8613)","v":12}]
[null,"2012-12-18",2,"Hverdag","Vinter",null,null,null,null,null,null,null,12]
[null,"2012-12-18",3,{"$f":"CHOOSE(WEEKDAY(B8615,2),$L$165,$L$166,$L$167,$L$168,$L$169,$L$170,$L$171)","v":"Hverdag"},{"$f":"IF(AND(M8615>=4,M8615<=9),\"Sommer\",\"Vinter\")","v":"Vinter"},null,null,null,null,null,null,null,12]
[null,"2012-12-18",4,"Hverdag","Vinter",null,null,null,null,null,null,null,12]
[null,"2012-12-18",5,"Hverdag","Vinter",null,null,null,null,null,null,null,12]
[null,"2012-12-18",6,"Hverdag","Vinter",null,null,null,null,null,null,null,12]
[null,"2012-12-18",7,"Hverdag","Vinter",null,null,null,null,null,null,null,12]
[null,"2012-12-18",8,"Hverdag","Vinter",null,null,null,null,null,null,null,12]
[null,"2012-12-18",9,"Hverdag","Vinter",null,null,null,null,null,null,null,12]
[null,"2012-12-18",10,"Hverdag","Vinter",null,null,null,null,null,null,null,12]
[null,"2012-12-18",11,"Hverdag","Vinter",null,null,null,null,null,null,null,12]
[null,"2012-12-18",12,"Hverdag","Vinter",null,null,null,null,null,null,null,12]
[null,"2012-12-18",13,"Hverdag","Vinter",null,null,null,null,null,null,null,12]
[null,"2012-12-18",14,"Hverdag","Vinter",null,null,null,null,null,null,null,12]
[null,"2012-12-18",15,"Hverdag","Vinter",null,null,null,null,null,null,null,12]
[null,"2012-12-18",16,"Hverdag","Vinter",null,null,null,null,null,null,null,12]
[null,"2012-12-18",17,"Hverdag","Vinter",null,null,null,null,null,null,null,12]
[null,"2012-12-18",18,"Hverdag","Vinter",null,null,null,null,null,null,null,12]
[null,"2012-12-18",19,"Hverdag","Vinter",null,null,null,null,null,null,null,12]
[null,"2012-12-18",20,"Hverdag","Vinter",null,null,null,null,null,null,null,12]
[null,"2012-12-18",21,"Hverdag","Vinter",null,null,null,null,null,null,null,12]
[null,"2012-12-18",22,"Hverdag","Vinter",null,null,null,null,null,null,null,12]
[null,"2012-12-18",23,"Hverdag","Vinter",null,null,null,null,null,null,null,12]
[null,"2012-12-18",24,"Hverdag","Vinter",null,null,null,null,null,null,null,12]
[null,"2012-12-19",1,"Hverdag","Vinter",null,null,null,null,null,null,null,12]
[null,"2012-12-19",2,"Hverdag","Vinter",null,null,null,null,null,null,null,12]
[null,"2012-12-19",3,"Hverdag","Vinter",null,null,null,null,null,null,null,12]
[null,"2012-12-19",4,"Hverdag","Vinter",null,null,null,null,null,null,null,12]
[null,"2012-12-19",5,"Hverdag","Vinter",null,null,null,null,null,null,null,12]
[null,"2012-12-19",6,"Hverdag","Vinter",null,null,null,null,null,null,null,12]
[null,"2012-12-19",7,"Hverdag","Vinter",null,null,null,null,null,null,null,12]
[null,"2012-12-19",8,"Hverdag","Vinter",null,null,null,null,null,null,null,12]
[null,"2012-12-19",9,"Hverdag","Vinter",null,null,null,null,null,null,null,12]
[null,"2012-12-19",10,"Hverdag","Vinter",null,null,null,null,null,null,null,12]
[null,"2012-12-19",11,"Hverdag","Vinter",null,null,null,null,null,null,null,12]
[null,"2012-12-19",12,"Hverdag","Vinter",null,null,null,null,null,null,null,12]
[null,"2012-12-19",13,"Hverdag","Vinter",null,null,null,null,null,null,null,12]
[null,"2012-12-19",14,"Hverdag","Vinter",null,null,null,null,null,null,null,12]
[null,"2012-12-19",15,"Hverdag","Vinter",null,null,null,null,null,null,null,12]
[null,"2012-12-19",16,"Hverdag","Vinter",null,null,null,null,null,null,null,12]
[null,"2012-12-19",17,"Hverdag","Vinter",null,null,null,null,null,null,null,12]
[null,"2012-12-19",18,"Hverdag","Vinter",null,null,null,null,null,null,null,12]
[null,"2012-12-19",19,"Hverdag","Vinter",null,null,null,null,null,null,null,12]
[null,"2012-12-19",20,"Hverdag","Vinter",null,null,null,null,null,null,null,12]
[null,"2012-12-19",21,"Hverdag","Vinter",null,null,null,null,null,null,null,12]
[null,"2012-12-19",22,"Hverdag","Vinter",null,null,null,null,null,null,null,12]
[null,"2012-12-19",23,"Hverdag","Vinter",null,null,null,null,null,null,null,12]
[null,"2012-12-19",24,"Hverdag","Vinter",null,null,null,null,null,null,null,12]
[null,"2012-12-20",1,"Hverdag","Vinter",null,null,null,null,null,null,null,12]
[null,"2012-12-20",2,"Hverdag","Vinter",null,null,null,null,null,null,null,12]
[null,"2012-12-20",3,"Hverdag","Vinter",null,null,null,null,null,null,null,12]
[null,"2012-12-20",4,"Hverdag","Vinter",null,null,null,null,null,null,null,12]
[null,"2012-12-20",5,"Hverdag","Vinter",null,null,null,null,null,null,null,12]
[null,"2012-12-20",6,"Hverdag","Vinter",null,null,null,null,null,null,null,12]
[null,"2012-12-20",7,"Hverdag","Vinter",null,null,null,null,null,null,null,12]
[null,"2012-12-20",8,"Hverdag","Vinter",null,null,null,null,null,null,null,12]
[null,"2012-12-20",9,"Hverdag","Vinter",null,null,null,null,null,null,null,12]
[null,"2012-12-20",10,"Hverdag","Vinter",null,null,null,null,null,null,null,12]
[null,"2012-12-20",11,"Hverdag","Vinter",null,null,null,null,null,null,null,12]
[null,"2012-12-20",12,"Hverdag","Vinter",null,null,null,null,null,null,null,12]
[null,"2012-12-20",13,"Hverdag","Vinter",null,null,null,null,null,null,null,12]
[null,"2012-12-20",14,"Hverdag","Vinter",null,null,null,null,null,null,null,12]
[null,"2012-12-20",15,"Hverdag","Vinter",null,null,null,null,null,null,null,12]
[null,"2012-12-20",16,"Hverdag","Vinter",null,null,null,null,null,null,null,12]
[null,"2012-12-20",17,"Hverdag","Vinter",null,null,null,null,null,null,null,{"$f":"MONTH(B8677)","v":12}]
[null,"2012-12-20",18,"Hverdag","Vinter",null,null,null,null,null,null,null,12]
[null,"2012-12-20",19,{"$f":"CHOOSE(WEEKDAY(B8679,2),$L$165,$L$166,$L$167,$L$168,$L$169,$L$170,$L$171)","v":"Hverdag"},{"$f":"IF(AND(M8679>=4,M8679<=9),\"Sommer\",\"Vinter\")","v":"Vinter"},null,null,null,null,null,null,null,12]
[null,"2012-12-20",20,"Hverdag","Vinter",null,null,null,null,null,null,null,12]
[null,"2012-12-20",21,"Hverdag","Vinter",null,null,null,null,null,null,null,12]
[null,"2012-12-20",22,"Hverdag","Vinter",null,null,null,null,null,null,null,12]
[null,"2012-12-20",23,"Hverdag","Vinter",null,null,null,null,null,null,null,12]
[null,"2012-12-20",24,"Hverdag","Vinter",null,null,null,null,null,null,null,12]
[null,"2012-12-21",1,"Hverdag","Vinter",null,null,null,null,null,null,null,12]
[null,"2012-12-21",2,"Hverdag","Vinter",null,null,null,null,null,null,null,12]
[null,"2012-12-21",3,"Hverdag","Vinter",null,null,null,null,null,null,null,12]
[null,"2012-12-21",4,"Hverdag","Vinter",null,null,null,null,null,null,null,12]
[null,"2012-12-21",5,"Hverdag","Vinter",null,null,null,null,null,null,null,12]
[null,"2012-12-21",6,"Hverdag","Vinter",null,null,null,null,null,null,null,12]
[null,"2012-12-21",7,"Hverdag","Vinter",null,null,null,null,null,null,null,12]
[null,"2012-12-21",8,"Hverdag","Vinter",null,null,null,null,null,null,null,12]
[null,"2012-12-21",9,"Hverdag","Vinter",null,null,null,null,null,null,null,12]
[null,"2012-12-21",10,"Hverdag","Vinter",null,null,null,null,null,null,null,12]
[null,"2012-12-21",11,"Hverdag","Vinter",null,null,null,null,null,null,null,12]
[null,"2012-12-21",12,"Hverdag","Vinter",null,null,null,null,null,null,null,12]
[null,"2012-12-21",13,"Hverdag","Vinter",null,null,null,null,null,null,null,12]
[null,"2012-12-21",14,"Hverdag","Vinter",null,null,null,null,null,null,null,12]
[null,"2012-12-21",15,"Hverdag","Vinter",null,null,null,null,null,null,null,12]
[null,"2012-12-21",16,"Hverdag","Vinter",null,null,null,null,null,null,null,12]
[null,"2012-12-21",17,"Hverdag","Vinter",null,null,null,null,null,null,null,12]
[null,"2012-12-21",18,"Hverdag","Vinter",null,null,null,null,null,null,null,12]
[null,"2012-12-21",19,"Hverdag","Vinter",null,null,null,null,null,null,null,12]
[null,"2012-12-21",20,"Hverdag","Vinter",null,null,null,null,null,null,null,12]
[null,"2012-12-21",21,"Hverdag","Vinter",null,null,null,null,null,null,null,12]
[null,"2012-12-21",22,"Hverdag","Vinter",null,null,null,null,null,null,null,12]
[null,"2012-12-21",23,"Hverdag","Vinter",null,null,null,null,null,null,null,12]
[null,"2012-12-21",24,"Hverdag","Vinter",null,null,null,null,null,null,null,12]
[null,"2012-12-22",1,"Weekend","Vinter",null,null,null,null,null,null,null,12]
[null,"2012-12-22",2,"Weekend","Vinter",null,null,null,null,null,null,null,12]
[null,"2012-12-22",3,"Weekend","Vinter",null,null,null,null,null,null,null,12]
[null,"2012-12-22",4,"Weekend","Vinter",null,null,null,null,null,null,null,12]
[null,"2012-12-22",5,"Weekend","Vinter",null,null,null,null,null,null,null,12]
[null,"2012-12-22",6,"Weekend","Vinter",null,null,null,null,null,null,null,12]
[null,"2012-12-22",7,"Weekend","Vinter",null,null,null,null,null,null,null,12]
[null,"2012-12-22",8,"Weekend","Vinter",null,null,null,null,null,null,null,12]
[null,"2012-12-22",9,"Weekend","Vinter",null,null,null,null,null,null,null,12]
[null,"2012-12-22",10,"Weekend","Vinter",null,null,null,null,null,null,null,12]
[null,"2012-12-22",11,"Weekend","Vinter",null,null,null,null,null,null,null,12]
[null,"2012-12-22",12,"Weekend","Vinter",null,null,null,null,null,null,null,12]
[null,"2012-12-22",13,"Weekend","Vinter",null,null,null,null,null,null,null,12]
[null,"2012-12-22",14,"Weekend","Vinter",null,null,null,null,null,null,null,12]
[null,"2012-12-22",15,"Weekend","Vinter",null,null,null,null,null,null,null,12]
[null,"2012-12-22",16,"Weekend","Vinter",null,null,null,null,null,null,null,12]
[null,"2012-12-22",17,"Weekend","Vinter",null,null,null,null,null,null,null,12]
[null,"2012-12-22",18,"Weekend","Vinter",null,null,null,null,null,null,null,12]
[null,"2012-12-22",19,"Weekend","Vinter",null,null,null,null,null,null,null,12]
[null,"2012-12-22",20,"Weekend","Vinter",null,null,null,null,null,null,null,12]
[null,"2012-12-22",21,"Weekend","Vinter",null,null,null,null,null,null,null,12]
[null,"2012-12-22",22,"Weekend","Vinter",null,null,null,null,null,null,null,12]
[null,"2012-12-22",23,"Weekend","Vinter",null,null,null,null,null,null,null,12]
[null,"2012-12-22",24,"Weekend","Vinter",null,null,null,null,null,null,null,12]
[null,"2012-12-23",1,"Weekend","Vinter",null,null,null,null,null,null,null,12]
[null,"2012-12-23",2,"Weekend","Vinter",null,null,null,null,null,null,null,12]
[null,"2012-12-23",3,"Weekend","Vinter",null,null,null,null,null,null,null,12]
[null,"2012-12-23",4,"Weekend","Vinter",null,null,null,null,null,null,null,12]
[null,"2012-12-23",5,"Weekend","Vinter",null,null,null,null,null,null,null,12]
[null,"2012-12-23",6,"Weekend","Vinter",null,null,null,null,null,null,null,12]
[null,"2012-12-23",7,"Weekend","Vinter",null,null,null,null,null,null,null,12]
[null,"2012-12-23",8,"Weekend","Vinter",null,null,null,null,null,null,null,12]
[null,"2012-12-23",9,"Weekend","Vinter",null,null,null,null,null,null,null,{"$f":"MONTH(B8741)","v":12}]
[null,"2012-12-23",10,"Weekend","Vinter",null,null,null,null,null,null,null,12]
[null,"2012-12-23",11,{"$f":"CHOOSE(WEEKDAY(B8743,2),$L$165,$L$166,$L$167,$L$168,$L$169,$L$170,$L$171)","v":"Weekend"},{"$f":"IF(AND(M8743>=4,M8743<=9),\"Sommer\",\"Vinter\")","v":"Vinter"},null,null,null,null,null,null,null,12]
[null,"2012-12-23",12,"Weekend","Vinter",null,null,null,null,null,null,null,12]
[null,"2012-12-23",13,"Weekend","Vinter",null,null,null,null,null,null,null,12]
[null,"2012-12-23",14,"Weekend","Vinter",null,null,null,null,null,null,null,12]
[null,"2012-12-23",15,"Weekend","Vinter",null,null,null,null,null,null,null,12]
[null,"2012-12-23",16,"Weekend","Vinter",null,null,null,null,null,null,null,12]
[null,"2012-12-23",17,"Weekend","Vinter",null,null,null,null,null,null,null,12]
[null,"2012-12-23",18,"Weekend","Vinter",null,null,null,null,null,null,null,12]
[null,"2012-12-23",19,"Weekend","Vinter",null,null,null,null,null,null,null,12]
[null,"2012-12-23",20,"Weekend","Vinter",null,null,null,null,null,null,null,12]
[null,"2012-12-23",21,"Weekend","Vinter",null,null,null,null,null,null,null,12]
[null,"2012-12-23",22,"Weekend","Vinter",null,null,null,null,null,null,null,12]
[null,"2012-12-23",23,"Weekend","Vinter",null,null,null,null,null,null,null,12]
[null,"2012-12-23",24,"Weekend","Vinter",null,null,null,null,null,null,null,12]
[null,"2012-12-24",1,"Hverdag","Vinter",null,null,null,null,null,null,null,12]
[null,"2012-12-24",2,"Hverdag","Vinter",null,null,null,null,null,null,null,12]
[null,"2012-12-24",3,"Hverdag","Vinter",null,null,null,null,null,null,null,12]
[null,"2012-12-24",4,"Hverdag","Vinter",null,null,null,null,null,null,null,12]
[null,"2012-12-24",5,"Hverdag","Vinter",null,null,null,null,null,null,null,12]
[null,"2012-12-24",6,"Hverdag","Vinter",null,null,null,null,null,null,null,12]
[null,"2012-12-24",7,"Hverdag","Vinter",null,null,null,null,null,null,null,12]
[null,"2012-12-24",8,"Hverdag","Vinter",null,null,null,null,null,null,null,12]
[null,"2012-12-24",9,"Hverdag","Vinter",null,null,null,null,null,null,null,12]
[null,"2012-12-24",10,"Hverdag","Vinter",null,null,null,null,null,null,null,12]
[null,"2012-12-24",11,"Hverdag","Vinter",null,null,null,null,null,null,null,12]
[null,"2012-12-24",12,"Hverdag","Vinter",null,null,null,null,null,null,null,12]
[null,"2012-12-24",13,"Hverdag","Vinter",null,null,null,null,null,null,null,12]
[null,"2012-12-24",14,"Hverdag","Vinter",null,null,null,null,null,null,null,12]
[null,"2012-12-24",15,"Hverdag","Vinter",null,null,null,null,null,null,null,12]
[null,"2012-12-24",16,"Hverdag","Vinter",null,null,null,null,null,null,null,12]
[null,"2012-12-24",17,"Hverdag","Vinter",null,null,null,null,null,null,null,12]
[null,"2012-12-24",18,"Hverdag","Vinter",null,null,null,null,null,null,null,12]
[null,"2012-12-24",19,"Hverdag","Vinter",null,null,null,null,null,null,null,12]
[null,"2012-12-24",20,"Hverdag","Vinter",null,null,null,null,null,null,null,12]
[null,"2012-12-24",21,"Hverdag","Vinter",null,null,null,null,null,null,null,12]
[null,"2012-12-24",22,"Hverdag","Vinter",null,null,null,null,null,null,null,12]
[null,"2012-12-24",23,"Hverdag","Vinter",null,null,null,null,null,null,null,12]
[null,"2012-12-24",24,"Hverdag","Vinter",null,null,null,null,null,null,null,12]
[null,"2012-12-25",1,"Hverdag","Vinter",null,null,null,null,null,null,null,12]
[null,"2012-12-25",2,"Hverdag","Vinter",null,null,null,null,null,null,null,12]
[null,"2012-12-25",3,"Hverdag","Vinter",null,null,null,null,null,null,null,12]
[null,"2012-12-25",4,"Hverdag","Vinter",null,null,null,null,null,null,null,12]
[null,"2012-12-25",5,"Hverdag","Vinter",null,null,null,null,null,null,null,12]
[null,"2012-12-25",6,"Hverdag","Vinter",null,null,null,null,null,null,null,12]
[null,"2012-12-25",7,"Hverdag","Vinter",null,null,null,null,null,null,null,12]
[null,"2012-12-25",8,"Hverdag","Vinter",null,null,null,null,null,null,null,12]
[null,"2012-12-25",9,"Hverdag","Vinter",null,null,null,null,null,null,null,12]
[null,"2012-12-25",10,"Hverdag","Vinter",null,null,null,null,null,null,null,12]
[null,"2012-12-25",11,"Hverdag","Vinter",null,null,null,null,null,null,null,12]
[null,"2012-12-25",12,"Hverdag","Vinter",null,null,null,null,null,null,null,12]
[null,"2012-12-25",13,"Hverdag","Vinter",null,null,null,null,null,null,null,12]
[null,"2012-12-25",14,"Hverdag","Vinter",null,null,null,null,null,null,null,12]
[null,"2012-12-25",15,"Hverdag","Vinter",null,null,null,null,null,null,null,12]
[null,"2012-12-25",16,"Hverdag","Vinter",null,null,null,null,null,null,null,12]
[null,"2012-12-25",17,"Hverdag","Vinter",null,null,null,null,null,null,null,12]
[null,"2012-12-25",18,"Hverdag","Vinter",null,null,null,null,null,null,null,12]
[null,"2012-12-25",19,"Hverdag","Vinter",null,null,null,null,null,null,null,12]
[null,"2012-12-25",20,"Hverdag","Vinter",null,null,null,null,null,null,null,12]
[null,"2012-12-25",21,"Hverdag","Vinter",null,null,null,null,null,null,null,12]
[null,"2012-12-25",22,"Hverdag","Vinter",null,null,null,null,null,null,null,12]
[null,"2012-12-25",23,"Hverdag","Vinter",null,null,null,null,null,null,null,12]
[null,"2012-12-25",24,"Hverdag","Vinter",null,null,null,null,null,null,null,12]
[null,"2012-12-26",1,"Hverdag","Vinter",null,null,null,null,null,null,null,{"$f":"MONTH(B8805)","v":12}]
[null,"2012-12-26",2,"Hverdag","Vinter",null,null,null,null,null,null,null,12]
[null,"2012-12-26",3,{"$f":"CHOOSE(WEEKDAY(B8807,2),$L$165,$L$166,$L$167,$L$168,$L$169,$L$170,$L$171)","v":"Hverdag"},{"$f":"IF(AND(M8807>=4,M8807<=9),\"Sommer\",\"Vinter\")","v":"Vinter"},null,null,null,null,null,null,null,12]
[null,"2012-12-26",4,"Hverdag","Vinter",null,null,null,null,null,null,null,12]
[null,"2012-12-26",5,"Hverdag","Vinter",null,null,null,null,null,null,null,12]
[null,"2012-12-26",6,"Hverdag","Vinter",null,null,null,null,null,null,null,12]
[null,"2012-12-26",7,"Hverdag","Vinter",null,null,null,null,null,null,null,12]
[null,"2012-12-26",8,"Hverdag","Vinter",null,null,null,null,null,null,null,12]
[null,"2012-12-26",9,"Hverdag","Vinter",null,null,null,null,null,null,null,12]
[null,"2012-12-26",10,"Hverdag","Vinter",null,null,null,null,null,null,null,12]
[null,"2012-12-26",11,"Hverdag","Vinter",null,null,null,null,null,null,null,12]
[null,"2012-12-26",12,"Hverdag","Vinter",null,null,null,null,null,null,null,12]
[null,"2012-12-26",13,"Hverdag","Vinter",null,null,null,null,null,null,null,12]
[null,"2012-12-26",14,"Hverdag","Vinter",null,null,null,null,null,null,null,12]
[null,"2012-12-26",15,"Hverdag","Vinter",null,null,null,null,null,null,null,12]
[null,"2012-12-26",16,"Hverdag","Vinter",null,null,null,null,null,null,null,12]
[null,"2012-12-26",17,"Hverdag","Vinter",null,null,null,null,null,null,null,12]
[null,"2012-12-26",18,"Hverdag","Vinter",null,null,null,null,null,null,null,12]
[null,"2012-12-26",19,"Hverdag","Vinter",null,null,null,null,null,null,null,12]
[null,"2012-12-26",20,"Hverdag","Vinter",null,null,null,null,null,null,null,12]
[null,"2012-12-26",21,"Hverdag","Vinter",null,null,null,null,null,null,null,12]
[null,"2012-12-26",22,"Hverdag","Vinter",null,null,null,null,null,null,null,12]
[null,"2012-12-26",23,"Hverdag","Vinter",null,null,null,null,null,null,null,12]
[null,"2012-12-26",24,"Hverdag","Vinter",null,null,null,null,null,null,null,12]
[null,"2012-12-27",1,"Hverdag","Vinter",null,null,null,null,null,null,null,12]
[null,"2012-12-27",2,"Hverdag","Vinter",null,null,null,null,null,null,null,12]
[null,"2012-12-27",3,"Hverdag","Vinter",null,null,null,null,null,null,null,12]
[null,"2012-12-27",4,"Hverdag","Vinter",null,null,null,null,null,null,null,12]
[null,"2012-12-27",5,"Hverdag","Vinter",null,null,null,null,null,null,null,12]
[null,"2012-12-27",6,"Hverdag","Vinter",null,null,null,null,null,null,null,12]
[null,"2012-12-27",7,"Hverdag","Vinter",null,null,null,null,null,null,null,12]
[null,"2012-12-27",8,"Hverdag","Vinter",null,null,null,null,null,null,null,12]
[null,"2012-12-27",9,"Hverdag","Vinter",null,null,null,null,null,null,null,12]
[null,"2012-12-27",10,"Hverdag","Vinter",null,null,null,null,null,null,null,12]
[null,"2012-12-27",11,"Hverdag","Vinter",null,null,null,null,null,null,null,12]
[null,"2012-12-27",12,"Hverdag","Vinter",null,null,null,null,null,null,null,12]
[null,"2012-12-27",13,"Hverdag","Vinter",null,null,null,null,null,null,null,12]
[null,"2012-12-27",14,"Hverdag","Vinter",null,null,null,null,null,null,null,12]
[null,"2012-12-27",15,"Hverdag","Vinter",null,null,null,null,null,null,null,12]
[null,"2012-12-27",16,"Hverdag","Vinter",null,null,null,null,null,null,null,12]
[null,"2012-12-27",17,"Hverdag","Vinter",null,null,null,null,null,null,null,12]
[null,"2012-12-27",18,"Hverdag","Vinter",null,null,null,null,null,null,null,12]
[null,"2012-12-27",19,"Hverdag","Vinter",null,null,null,null,null,null,null,12]
[null,"2012-12-27",20,"Hverdag","Vinter",null,null,null,null,null,null,null,12]
[null,"2012-12-27",21,"Hverdag","Vinter",null,null,null,null,null,null,null,12]
[null,"2012-12-27",22,"Hverdag","Vinter",null,null,null,null,null,null,null,12]
[null,"2012-12-27",23,"Hverdag","Vinter",null,null,null,null,null,null,null,12]
[null,"2012-12-27",24,"Hverdag","Vinter",null,null,null,null,null,null,null,12]
[null,"2012-12-28",1,"Hverdag","Vinter",null,null,null,null,null,null,null,12]
[null,"2012-12-28",2,"Hverdag","Vinter",null,null,null,null,null,null,null,12]
[null,"2012-12-28",3,"Hverdag","Vinter",null,null,null,null,null,null,null,12]
[null,"2012-12-28",4,"Hverdag","Vinter",null,null,null,null,null,null,null,12]
[null,"2012-12-28",5,"Hverdag","Vinter",null,null,null,null,null,null,null,12]
[null,"2012-12-28",6,"Hverdag","Vinter",null,null,null,null,null,null,null,12]
[null,"2012-12-28",7,"Hverdag","Vinter",null,null,null,null,null,null,null,12]
[null,"2012-12-28",8,"Hverdag","Vinter",null,null,null,null,null,null,null,12]
[null,"2012-12-28",9,"Hverdag","Vinter",null,null,null,null,null,null,null,12]
[null,"2012-12-28",10,"Hverdag","Vinter",null,null,null,null,null,null,null,12]
[null,"2012-12-28",11,"Hverdag","Vinter",null,null,null,null,null,null,null,12]
[null,"2012-12-28",12,"Hverdag","Vinter",null,null,null,null,null,null,null,12]
[null,"2012-12-28",13,"Hverdag","Vinter",null,null,null,null,null,null,null,12]
[null,"2012-12-28",14,"Hverdag","Vinter",null,null,null,null,null,null,null,12]
[null,"2012-12-28",15,"Hverdag","Vinter",null,null,null,null,null,null,null,12]
[null,"2012-12-28",16,"Hverdag","Vinter",null,null,null,null,null,null,null,12]
[null,"2012-12-28",17,"Hverdag","Vinter",null,null,null,null,null,null,null,{"$f":"MONTH(B8869)","v":12}]
[null,"2012-12-28",18,"Hverdag","Vinter",null,null,null,null,null,null,null,12]
[null,"2012-12-28",19,{"$f":"CHOOSE(WEEKDAY(B8871,2),$L$165,$L$166,$L$167,$L$168,$L$169,$L$170,$L$171)","v":"Hverdag"},{"$f":"IF(AND(M8871>=4,M8871<=9),\"Sommer\",\"Vinter\")","v":"Vinter"},null,null,null,null,null,null,null,12]
[null,"2012-12-28",20,"Hverdag","Vinter",null,null,null,null,null,null,null,12]
[null,"2012-12-28",21,"Hverdag","Vinter",null,null,null,null,null,null,null,12]
[null,"2012-12-28",22,"Hverdag","Vinter",null,null,null,null,null,null,null,12]
[null,"2012-12-28",23,"Hverdag","Vinter",null,null,null,null,null,null,null,12]
[null,"2012-12-28",24,"Hverdag","Vinter",null,null,null,null,null,null,null,12]
[null,"2012-12-29",1,"Weekend","Vinter",null,null,null,null,null,null,null,12]
[null,"2012-12-29",2,"Weekend","Vinter",null,null,null,null,null,null,null,12]
[null,"2012-12-29",3,"Weekend","Vinter",null,null,null,null,null,null,null,12]
[null,"2012-12-29",4,"Weekend","Vinter",null,null,null,null,null,null,null,12]
[null,"2012-12-29",5,"Weekend","Vinter",null,null,null,null,null,null,null,12]
[null,"2012-12-29",6,"Weekend","Vinter",null,null,null,null,null,null,null,12]
[null,"2012-12-29",7,"Weekend","Vinter",null,null,null,null,null,null,null,12]
[null,"2012-12-29",8,"Weekend","Vinter",null,null,null,null,null,null,null,12]
[null,"2012-12-29",9,"Weekend","Vinter",null,null,null,null,null,null,null,12]
[null,"2012-12-29",10,"Weekend","Vinter",null,null,null,null,null,null,null,12]
[null,"2012-12-29",11,"Weekend","Vinter",null,null,null,null,null,null,null,12]
[null,"2012-12-29",12,"Weekend","Vinter",null,null,null,null,null,null,null,12]
[null,"2012-12-29",13,"Weekend","Vinter",null,null,null,null,null,null,null,12]
[null,"2012-12-29",14,"Weekend","Vinter",null,null,null,null,null,null,null,12]
[null,"2012-12-29",15,"Weekend","Vinter",null,null,null,null,null,null,null,12]
[null,"2012-12-29",16,"Weekend","Vinter",null,null,null,null,null,null,null,12]
[null,"2012-12-29",17,"Weekend","Vinter",null,null,null,null,null,null,null,12]
[null,"2012-12-29",18,"Weekend","Vinter",null,null,null,null,null,null,null,12]
[null,"2012-12-29",19,"Weekend","Vinter",null,null,null,null,null,null,null,12]
[null,"2012-12-29",20,"Weekend","Vinter",null,null,null,null,null,null,null,12]
[null,"2012-12-29",21,"Weekend","Vinter",null,null,null,null,null,null,null,12]
[null,"2012-12-29",22,"Weekend","Vinter",null,null,null,null,null,null,null,12]
[null,"2012-12-29",23,"Weekend","Vinter",null,null,null,null,null,null,null,12]
[null,"2012-12-29",24,"Weekend","Vinter",null,null,null,null,null,null,null,12]
[null,"2012-12-30",1,"Weekend","Vinter",null,null,null,null,null,null,null,12]
[null,"2012-12-30",2,"Weekend","Vinter",null,null,null,null,null,null,null,12]
[null,"2012-12-30",3,"Weekend","Vinter",null,null,null,null,null,null,null,12]
[null,"2012-12-30",4,"Weekend","Vinter",null,null,null,null,null,null,null,12]
[null,"2012-12-30",5,"Weekend","Vinter",null,null,null,null,null,null,null,12]
[null,"2012-12-30",6,"Weekend","Vinter",null,null,null,null,null,null,null,12]
[null,"2012-12-30",7,"Weekend","Vinter",null,null,null,null,null,null,null,12]
[null,"2012-12-30",8,"Weekend","Vinter",null,null,null,null,null,null,null,12]
[null,"2012-12-30",9,"Weekend","Vinter",null,null,null,null,null,null,null,12]
[null,"2012-12-30",10,"Weekend","Vinter",null,null,null,null,null,null,null,12]
[null,"2012-12-30",11,"Weekend","Vinter",null,null,null,null,null,null,null,12]
[null,"2012-12-30",12,"Weekend","Vinter",null,null,null,null,null,null,null,12]
[null,"2012-12-30",13,"Weekend","Vinter",null,null,null,null,null,null,null,12]
[null,"2012-12-30",14,"Weekend","Vinter",null,null,null,null,null,null,null,12]
[null,"2012-12-30",15,"Weekend","Vinter",null,null,null,null,null,null,null,12]
[null,"2012-12-30",16,"Weekend","Vinter",null,null,null,null,null,null,null,12]
[null,"2012-12-30",17,"Weekend","Vinter",null,null,null,null,null,null,null,12]
[null,"2012-12-30",18,"Weekend","Vinter",null,null,null,null,null,null,null,12]
[null,"2012-12-30",19,"Weekend","Vinter",null,null,null,null,null,null,null,12]
[null,"2012-12-30",20,"Weekend","Vinter",null,null,null,null,null,null,null,12]
[null,"2012-12-30",21,"Weekend","Vinter",null,null,null,null,null,null,null,12]
[null,"2012-12-30",22,"Weekend","Vinter",null,null,null,null,null,null,null,12]
[null,"2012-12-30",23,"Weekend","Vinter",null,null,null,null,null,null,null,12]
[null,"2012-12-30",24,"Weekend","Vinter",null,null,null,null,null,null,null,12]
[null,"2012-12-31",1,"Hverdag","Vinter",null,null,null,null,null,null,null,12]
[null,"2012-12-31",2,"Hverdag","Vinter",null,null,null,null,null,null,null,12]
[null,"2012-12-31",3,"Hverdag","Vinter",null,null,null,null,null,null,null,12]
[null,"2012-12-31",4,"Hverdag","Vinter",null,null,null,null,null,null,null,12]
[null,"2012-12-31",5,"Hverdag","Vinter",null,null,null,null,null,null,null,12]
[null,"2012-12-31",6,"Hverdag","Vinter",null,null,null,null,null,null,null,12]
[null,"2012-12-31",7,"Hverdag","Vinter",null,null,null,null,null,null,null,12]
[null,"2012-12-31",8,"Hverdag","Vinter",null,null,null,null,null,null,null,12]
[null,"2012-12-31",9,"Hverdag","Vinter",null,null,null,null,null,null,null,{"$f":"MONTH(B8933)","v":12}]
[null,"2012-12-31",10,"Hverdag","Vinter",null,null,null,null,null,null,null,12]
[null,"2012-12-31",11,{"$f":"CHOOSE(WEEKDAY(B8935,2),$L$165,$L$166,$L$167,$L$168,$L$169,$L$170,$L$171)","v":"Hverdag"},{"$f":"IF(AND(M8935>=4,M8935<=9),\"Sommer\",\"Vinter\")","v":"Vinter"},null,null,null,null,null,null,null,12]
[null,"2012-12-31",12,"Hverdag","Vinter",null,null,null,null,null,null,null,12]
[null,"2012-12-31",13,"Hverdag","Vinter",null,null,null,null,null,null,null,12]
[null,"2012-12-31",14,"Hverdag","Vinter",null,null,null,null,null,null,null,12]
[null,"2012-12-31",15,"Hverdag","Vinter",null,null,null,null,null,null,null,12]
[null,"2012-12-31",16,"Hverdag","Vinter",null,null,null,null,null,null,null,12]
[null,"2012-12-31",17,"Hverdag","Vinter",null,null,null,null,null,null,null,12]
[null,"2012-12-31",18,"Hverdag","Vinter",null,null,null,null,null,null,null,12]
[null,"2012-12-31",19,"Hverdag","Vinter",null,null,null,null,null,null,null,12]
[null,"2012-12-31",20,"Hverdag","Vinter",null,null,null,null,null,null,null,12]
[null,"2012-12-31",21,"Hverdag","Vinter",null,null,null,null,null,null,null,12]
[null,"2012-12-31",22,"Hverdag","Vinter",null,null,null,null,null,null,null,12]
[null,"2012-12-31",23,"Hverdag","Vinter",null,null,null,null,null,null,null,12]
[null,"2012-12-31",24,"Hverdag","Vinter",null,null,null,null,null,null,null,12]

{"sheet":"9.4 Dansk Energi - Stamdata","index":34,"n_rows":40,"n_cols":17,"rows_kept":40,"cut":false,"hidden":false,"merged":[[11,10,11,12],[11,13,11,15],[11,5,11,6],[21,1,22,1],[17,1,18,1],[13,1,14,1],[15,1,16,1],[19,1,20,1],[11,3,11,4]]}
[null,"Input - Dansk Energi"]
[]
[]
[]
[]
[]
[]
[]
[]
[]
[null,null,null,null,null,null,null,null,null,null,"Data indtastes her:"]
[null,"Tabel I.9.4.1",null,50,null,10,null,0.4,null,null,50,null,null,10,null,null,0.4]
[null,"Input - Målerpriser",null,{"$f":"'3.2 Input - Forbrug og prod.'!$C$22","v":"A høj"},{"$f":"'3.2 Input - Forbrug og prod.'!$C$24","v":"A lav"},{"$f":"'3.2 Input - Forbrug og prod.'!$C$27","v":"B høj"},{"$f":"'3.2 Input - Forbrug og prod.'!$C$29","v":"B lav"},{"$f":"'3.2 Input - Forbrug og prod.'!$C$32","v":"C"},null,null,"A","A lav","A høj","B","B lav","B høj","C"]
[null,"Målerpris, kr. per måler","Skabelon",null,null,null,{"$f":"IF('2.1 Valg - Forbrugstariffer'!$U$31=3,O14,IF('2.1 Valg - Forbrugstariffer'!$U$31=2,N14,0))","v":1500},{"$f":"Q14","v":1500},null,null,null,null,null,10000,1500,null,1500]
[null,null,"Time",{"$f":"IF('2.1 Valg - Forbrugstariffer'!$U$18=3,M15,0)","v":30000},{"$f":"IF('2.1 Valg - Forbrugstariffer'!$U$18=3,L15,IF('2.1 Valg - Forbrugstariffer'!$U$18=2,K15,0))","v":20000},{"$f":"IF('2.1 Valg - Forbrugstariffer'!$U$31=3,P15,0)","v":20000},{"$f":"IF('2.1 Valg - Forbrugstariffer'!$U$31=3,O15,IF('2.1 Valg - Forbrugstariffer'!$U$31=2,N15,0))","v":5000},{"$f":"Q15","v":5000},null,null,20000,20000,30000,15000,5000,20000,5000]
[null,"Levetider, år","Skabelon",null,null,null,{"$f":"IF('2.1 Valg - Forbrugstariffer'!$U$31=3,O16,IF('2.1 Valg - Forbrugstariffer'!$U$31=2,N16,0))","v":15},{"$f":"Q16","v":15},null,null,null,null,null,15,15,null,15]
[null,null,"Time",{"$f":"IF('2.1 Valg - Forbrugstariffer'!$U$18=3,M17,0)","v":10},{"$f":"IF('2.1 Valg - Forbrugstariffer'!$U$18=3,L17,IF('2.1 Valg - Forbrugstariffer'!$U$18=2,K17,0))","v":10},{"$f":"IF('2.1 Valg - Forbrugstariffer'!$U$31=3,P17,0)","v":10},{"$f":"IF('2.1 Valg - Forbrugstariffer'!$U$31=3,O17,IF('2.1 Valg - Forbrugstariffer'!$U$31=2,N17,0))","v":15},{"$f":"Q17","v":15},null,null,10,10,10,10,15,10,15]
[null,"Årlig målerpris, kr. (beregnes)","Skabelon",null,null,null,{"$f":"IF(AND(G14>0,G16>0),(G14/G16),0)","v":100},{"$f":"IF(AND(H14>0,H16>0),(H14/H16),0)","v":100}]
[null,null,"Time",{"$f":"IF(AND(D15>0,D17>0),(D15/D17),0)","v":3000},{"$f":"IF(AND(E15>0,E17>0),(E15/E17),0)","v":2000},{"$f":"IF(AND(F15>0,F17>0),(F15/F17),0)","v":2000},{"$f":"IF(AND(G15>0,G17>0),(G15/G17),0)","v":333.33333333333331},{"$f":"IF(AND(H15>0,H17>0),(H15/H17),0)","v":333.33333333333331}]
[null,"Enhedspris for indhentning og validering af målerdata, kr. per installation","Skabelon",null,null,null,{"$f":"IF('2.1 Valg - Forbrugstariffer'!$U$31=3,O20,IF('2.1 Valg - Forbrugstariffer'!$U$31=2,N20,0))","v":50},{"$f":"Q20","v":50},null,null,null,null,null,50,50,null,50]
[null,null,"Time",{"$f":"IF('2.1 Valg - Forbrugstariffer'!$U$18=3,M21,0)","v":1000},{"$f":"IF('2.1 Valg - Forbrugstariffer'!$U$18=3,L21,IF('2.1 Valg - Forbrugstariffer'!$U$18=2,K21,0))","v":1000},{"$f":"IF('2.1 Valg - Forbrugstariffer'!$U$31=3,P21,0)","v":1000},{"$f":"IF('2.1 Valg - Forbrugstariffer'!$U$31=3,O21,IF('2.1 Valg - Forbrugstariffer'!$U$31=2,N21,0))","v":1000},{"$f":"Q21","v":1000},null,null,1000,1000,1000,1000,1000,1000,1000]
[null,"Enhedspris for d&v af målere","Skabelon",null,null,null,{"$f":"IF('2.1 Valg - Forbrugstariffer'!$U$31=3,O22,IF('2.1 Valg - Forbrugstariffer'!$U$31=2,N22,0))","v":50},{"$f":"Q22","v":50},null,null,null,null,null,50,50,null,50]
[null,null,"Time",{"$f":"IF('2.1 Valg - Forbrugstariffer'!$U$18=3,M23,0)","v":400},{"$f":"IF('2.1 Valg - Forbrugstariffer'!$U$18=3,L23,IF('2.1 Valg - Forbrugstariffer'!$U$18=2,K23,0))","v":400},{"$f":"IF('2.1 Valg - Forbrugstariffer'!$U$31=3,P23,0)","v":400},{"$f":"IF('2.1 Valg - Forbrugstariffer'!$U$31=3,O23,IF('2.1 Valg - Forbrugstariffer'!$U$31=2,N23,0))","v":50},{"$f":"Q23","v":50},null,null,400,400,400,400,50,400,50]
[]
[null,"Tabel: I.9.4.2"]
[null,"Prisudvikling","Prisudv","inflator"]
[null,"år 1",0.03,{"$f":"1*(1+C27)","v":1.03}]
[null,"år 2",0.03,{"$f":"D27*(1+C28)","v":1.0609}]
[null,"år 3",0.03,{"$f":"D28*(1+C29)","v":1.092727}]
[null,"år 4",0.03,1.1255088100000001]
[null,"år 5",4.2100000000000026E-2,1.1728927309010002]
[null,"år 6",3.7232511275309577E-2,1.2165624727290003]
[null,"år 7",3.2380423720973273E-2,1.2559552810790002]
[null,"år8",6.1923111389909469E-2,1.3337279398500002]
[null,"år 9",2.7848101265821601E-3,1.3374421189229999]
[null,"år 10",1.5315997643692736E-2,1.357926379265]
[null,"år 11",4.782428512225434E-2,1.4228682376019999]
[null,"år 12",2.8318304065812372E-2,1.4631614529999999,null,null," "]
[null,"år 13",1.7615384615384588E-2,1.4889356047489999]
[null,"år 14",-7.5591503515004543E-4,1.4878100959389999]

{"sheet":"9.5 Beregningsteknisk skema","index":35,"n_rows":37,"n_cols":28,"rows_kept":37,"cut":false,"hidden":false,"merged":[]}
["Model valg og makroer"]
[null,"DE standard"]
[null,"2.1 Valg - forbrugstariffer",null,null,"2.2 Valg - produktionstariffer",null,null,null,null,null,null,"2.3 Valg - Abo. til kraftværk",null,null,null,"2.4 Valg Omkostninger",null,null,null,null,"3.1 Input - Aktiver og nøgletal",null,null,null,null,null,"4.3 Tidsdiff. Datavalg"]
[null,"A-niveau","DE -standard","Modifikation","Valg produktionstarif - DE standard",null,null,null,null,null,null,"Valg abonnement - DE standard",null,null,null,"Valg - DE standard",null,null,null,null,"Ønske afrunding af abonnementer (deleligt med 12)",null,null,null,null,null,"Ønskes brug af egne data ifm tidsdifferentiering"]
[null,"Tarifvalg",null,2,null,1,2,4,5,6,null,null,"Abonnement til kraftværk","Abonnement til vindkraft",null,"Nøgle","Prisselementer","Vandfald","Valg - tidsdiff.",null,false,null,null,null,null,null,"A",false]
[null,"Tidsdiff.",false,null,"A",false,false,false,false,null,null,"A",false,false,null,null,null,null,null,null,null,null,null,null,null,null,"B",false]
[null,"A (bev.)",false,null,"Måler 1",false,false,false,false,null,null,"Ahøj",false,false,null,2,2,null,2,null,null,null,null,null,null,null,"C",false]
[null,"A høj (bev.)",false,null,"Måler 2",null,null,false,false,null,null,"Alav",false,false,null,2,2,null,2,null,"3.4 Input - Indtægter"]
[null,"A lav (bev.)",false,null,"Ahøj",false,false,false,false,null,null,"B",false,false,null,3,3,null,2,null,"Beregn ?"]
[null,"A0",false,null,"Måler 1",false,false,false,false,null,null,"Bhøj",false,false]
[null,"B-niveau",null,null,"Måler 2",null,null,false,false,null,null,"Blav",false,false,null,2,2]
[null,"Tarifvalg",null,2,"Alav",false,false,false,false,null,null,"C",false,false,null,2,2]
[null,"Tidsdiff.",false,null,"Måler 1",false,false,false,false,null,null,null,null,null,null,null,null,null,null,null,false]
[null,"B Time/skabelon",3,null,"Måler 2",null,null,false,false,null,null,null,null,null,null,3,2,null,null,null,false]
[null,"B lav Time/skabelon",3,null,"B",false,false,false,false]
[null,"B (bev.)",false,null,"Måler 1",false,false,false,false,null,null,null,null,null,null,3,2]
[null,"B høj (bev.)",false,null,"Måler 2",null,null,false,false,null,null,null,null,null,null,null,null,null,null,null,false]
[null,"B lav (bev.)",false,null,"Bhøj",false,false,false,false]
[null,"C-niveau",null,null,"Måler 1",false,false,false,false,null,null,null,null,null,null,3,2,null,2]
[null,"Tarifvalg",2,null,"Måler 2",null,null,false,false]
[null,"Tidsdiff.",false,null,"Blav",false,false,false,false,null,null,null,null,null,null,2,3,3,3,null,false]
[null,"C Time/skabelon",3,null,"Måler 1",false,false,false,false,null,null,null,null,null,null,2]
[null,null,null,null,"Måler 2",null,null,false,false]
[null,null,null,null,"C",false,false,false,false,false,null,null,null,null,null,1,1,1,1]
[null,null,null,null,"Måler 1",false,false,false,false,false]
[null,null,null,null,"Måler 2",null,null,false,false,false,null,null,null,null,null,3,3]
[null,null,null,null,null,null,null,null,null,null,null,null,null,null,null,null,3]
[null,null,null,null,null,null,null,null,null,null,null,null,null,null,null,3]
[null,null,null,null,null,null,null,null,null,null,null,null,null,null,null,3,3]
[]
[]
[null,"Værdier brugt til varsling"]
[null,0.1]
[null,0.05]
[]
[null,"Angivelse af abonnement pr.:"]
[null,1]

{"sheet":"Ændringslog","index":36,"n_rows":0,"n_cols":0,"rows_kept":0,"cut":false,"hidden":false,"merged":[]}

{"sheet":"gl værdier tarif","index":37,"n_rows":67,"n_cols":95,"rows_kept":67,"cut":false,"hidden":false,"merged":[]}
["Beregning af tariffer"]
[]
[]
[null,null,null,null,null,null,null,null,null,null,null,null,null,null,null,null,null,null,null,"Signaturforklaring til abonnementsberegning"]
[null,null,null,null,null,null,null,null,null,null,null,null,null,null,null,null,null,null,null,null,"Tariftypen er fritaget for omkostningselementet"]
[null,null,null,null,null,null,null,null,null,null,null,null,null,null,null,null,null,null,null,null,"Tariftypens bidrag til omkostningselementet følger særligt princip"]
[]
[]
[]
[]
[]
[null,"Tarifbetaling, øre/kWh",null,"Tabel: B.4.5.1. Forbrugstariffer",null,null,null,null,null,null,null,null,null,null,null,null,null,null,null,null,null,null,null,null,null,null,null,null,null,null,null,null,null,null,null,null,null,null,null,null,null,null,null,null,null,null,"Tabel: B.4.5.2 Tariffer, egenproducenter - egetforbrug",null,null,null,null,null,null,null,null,null,null,null,null,null,null,null,null,null,null,null,null,null,"Tabel: B.4.5.3 Tariffer, egenproducenter - bruttoforbrug"]
[]
[null,"Omkostningskategorier",null,"Tarif A",null,null,null,null,null,null,null,null,null,null,null,null,null,null,null,null,null,null,null,null,"Tarif B",null,null,null,null,null,null,null,null,null,null,null,null,null,null,null,null,"Tarif C",null,null,null,null,"Tarif A",null,null,null,null,null,null,null,null,"Tarif B",null,null,null,null,null,null,null,null,"Tarif C",null,null,null,"Tarif A",null,null,null,null,null,null,null,null,"Tarif B",null,null,null,null,null,null,null,null,"Tarif C"]
[null,null,null,"",null,null,null,"A høj",null,null,null,"",null,null,null,"A lav",null,null,null,"",null,null,null,null,"B høj",null,null,null,"",null,null,null,"B lav",null,null,null,"",null,null,null,null,"C",null,null,null,null,"A høj",null,null,null,"A lav",null,null,null,null,"B høj",null,null,null,"B lav",null,null,null,null,"C",null,null,null,"A høj",null,null,null,"A lav",null,null,null,null,"B høj",null,null,null,"B lav",null,null,null,null,"C"]
[null,null,null,"Flad/gns.","Spids","Høj","Lav","Flad/gns.","Spids","Høj","Lav","Flad/gns.","Spids","Høj","Lav","Flad/gns.","Spids","Høj","Lav","Flad/gns.","Spids","Høj","Lav",null,"Flad/gns.","Spids","Høj","Lav","Flad/gns.","Spids","Høj","Lav","Flad/gns.","Spids","Høj","Lav","Flad/gns.","Spids","Høj","Lav",null,"Flad/gns.","Spids-C","Normal-C",null,null,"Flad/gns.","Spids","Høj","Lav","Flad/gns.","Spids","Høj","Lav",null,"Flad/gns.","Spids","Høj","Lav","Flad/gns.","Spids","Høj","Lav",null,"Flad/gns.","Spids-C","Normal-C",null,"Flad/gns.","Spids","Høj","Lav","Flad/gns.","Spids","Høj","Lav",null,"Flad/gns.","Spids","Høj","Lav","Flad/gns.","Spids","Høj","Lav",null,"Flad/gns.","Spids-C","Normal-C"]
[null,"1. DRIFT"]
[null,"1.1 Drift og vedligehold af transformerstationer"]
[null,"1.2 Drift og vedligehold af ledningsnettet "]
[null,"1.3 Øvrige drifts- og vedligeholdelsesomkostninger"]
[null,"2. MÅLERE"]
[null,"2.1 Drift og vedligeholdelse af målere"]
[null,"2.2 Indhentning og validering af måledata"]
[null,"3. OMKOSTNINGER TIL KUNDECENTER"]
[null,"3.1 Omkostninger til kundecenter"]
[null,"4. GENEREL ADMINISTRATION "]
[null,"4.1 Generel administration"]
[null,"5. ENERGISPAREINDSATS"]
[null,"5.1 Faste omkostninger til energispareindsats"]
[null,"5.2 Variable omkostninger til energispareindsats"]
[null,"6. NETTAB"]
[null,"6.1 Omkostninger ved nettab (kun ledningsnet)"]
[null,"6.2 Omkostninger ved nettab (transformerstationer)"]
[null,"7. ØVRIGE OMKOSTNINGER"]
[null,"7.1 Øvrige omkostninger"]
[null,"8. AFSKRIVNINGER"]
[null,"8.1 Transformerstationer"]
[null,"8.2 Netaktiver, ekskl. transformerstationer og målere"]
[null,"8.3 Målere"]
[null,"8.4 Øvrige anlægsaktiver"]
[null,"Omkostninger, total"]
[null,"Forrentning af kapital"]
[null,"Tillæg for fremtidige inv./fradrag for sparede reinv."]
[null,"Justering af tarif sfa. afrundning af abonnement"]
[null,"Samlet tarif-betaling"]
[]
[]
[]
[null,"MWh"]
[]
[]
["Beregning af provenu fra tariffer"]
[]
[null,"Tabel: B.4.5.4. Omkostningskategorier",null,"",null,null,null,"A høj",null,null,null,"",null,null,null,"A lav",null,null,null,"",null,null,null,null,"B høj",null,null,null,"",null,null,null,"B lav",null,null,null,"",null,null,null,null,"C",null,null,null,null,"A høj",null,null,null,"A lav",null,null,null,null,"B høj",null,null,null,"B lav",null,null,null,null,"C",null,null,null,"A høj",null,null,null,"A lav",null,null,null,null,"B høj",null,null,null,"B lav",null,null,null,null,"C",null,null,null,null,"A","B","C","Total"]
[null,"1. DRIFT"]
[null,"2. MÅLERE"]
[null,"3. OMKOSTNINGER TIL KUNDECENTER"]
[null,"4. GENEREL ADMINISTRATION "]
[null,"5. ENERGISPAREINDSATS"]
[null,"6. NETTAB"]
[null,"7. ØVRIGE OMKOSTNINGER"]
[null,"8. AFSKRIVNINGER"]
[]
[null,"FORRENTNING"]
[null,"Tillæg for fremtidige inv./fradrag for sparede reinv."]
[null,"Justering af tarif sfa. afrundning af abonnement"]
[null,"Samlet tarif-betaling"]

{"sheet":"gl værdier abonn","index":38,"n_rows":72,"n_cols":123,"rows_kept":72,"cut":false,"hidden":false,"merged":[]}
["Beregning af abonnementer"]
[]
[null,null,null,null,null,null,null,null,null,null,null,null,null,null,null,null,null,null,"Signaturforklaring til abonnementsberegning"]
[null,null,null,null,null,null,null,null,null,null,null,null,null,null,null,null,null,null,null,"Kundetypen fritaget for omkostningselementet"]
[null,null,null,null,null,null,null,null,null,null,null,null,null,null,null,null,null,null,null,"Kundetypens bidrag til omkostningselementet følger særligt princip"]
[]
[null,null,null,null,null,null,null,null,null,null,null,null,null," "]
[null,"Tabel: B.4.3.1",null,"Forbrug",null,null,null,null,null,null,null,null,null,null,null,null,null,null,"Målere, egenproduktion",null,null,null,null,null,null,null,null,null,null,null,null,null,null,null,null,null,null,null,null,null,null,null,null,null,null,null,null,null,"Produktionsmålere, timeafregnet",null,null,null,null,null,null,null,null,null,null,null,null,null,null,null,null,null,null,null,null,null,null,null,null,null,null,null,null,null,"Produktionsmålere, skabelonafregnet",null,null,null,null,null,null,null,null,null,null,null,null,null,null,null,null,null,null,null,null,null,null,null,null,null,null,null,null,null,"Produktionsinstallationer"]
[]
[null,"Abonnementer, kr.",null,"A målere",null,null,null,null,null,"B målere",null,null,null,null,null,"C målere",null,null,"A høj",null,null,null,null,null,"A lav",null,null,null,null,null,"B høj",null,null,null,null,null,"B lav",null,null,null,null,null,"C",null,null,null,null,null,"A høj",null,null,null,null,null,"A lav",null,null,null,null,null,"B høj",null,null,null,null,null,"B lav",null,null,null,null,null,"C",null,null,null,null,null,"A høj",null,null,null,null,null,"A lav",null,null,null,null,null,"B høj",null,null,null,null,null,"B lav",null,null,null,null,null,"C",null,null,null,null,null,"A høj",null,"A lav",null,"B høj",null,"B lav",null,"C"]
[null,null,null,"","A høj","","A lav","",null,"B høj","","B lav",null,"",null,"C",null,null,"Afr. grp 1","Afr. grp 2","Afr. grp 4","Afr. grp 5 og 6","Skabelon",null,"Afr. grp 1","Afr. grp 2","Afr. grp 4","Afr. grp 5 og 6","Skabelon",null,"Afr. grp 1","Afr. grp 2","Afr. grp 4","Afr. grp 5 og 6","Skabelon",null,"Afr. grp 1","Afr. grp 2","Afr. grp 4","Afr. grp 5 og 6","Skabelon",null,"Afr. grp 1","Afr. grp 2","Afr. grp 4","Afr. grp 5 og 6","Skabelon",null,"Afr. grp 1","Afr. grp 2","Afr. grp 4","Afr. grp 5 og 6","Skabelon",null,"Afr. grp 1","Afr. grp 2","Afr. grp 4","Afr. grp 5 og 6","Skabelon",null,"Afr. grp 1","Afr. grp 2","Afr. grp 4","Afr. grp 5 og 6","Skabelon",null,"Afr. grp 1","Afr. grp 2","Afr. grp 4","Afr. grp 5 og 6","Skabelon",null,"Afr. grp 1","Afr. grp 2","Afr. grp 4","Afr. grp 5 og 6","Skabelon",null,"Afr. grp 1","Afr. grp 2","Afr. grp 4","Afr. grp 5 og 6","Skabelon",null,"Afr. grp 1","Afr. grp 2","Afr. grp 4","Afr. grp 5 og 6","Skabelon",null,"Afr. grp 1","Afr. grp 2","Afr. grp 4","Afr. grp 5 og 6","Skabelon",null,"Afr. grp 1","Afr. grp 2","Afr. grp 4","Afr. grp 5 og 6","Skabelon",null,"Afr. grp 1","Afr. grp 2","Afr. grp 4","Afr. grp 5 og 6","Skabelon",null,"Kraft-værker","Vind-møller","Kraft-værker","Vind-møller","Kraft-værker","Vind-møller","Kraft-værker","Vind-møller","Kraft-værker","Vind-møller"]
[null,null,null,"Time","Time","Time","Time","Time",null,"Time","Time","Skabelon","Time","Time",null,"Skabelon","Time"]
[null,"1. DRIFT"]
[null,"1.1 Drift og vedligehold af transformerstationer"]
[null,"1.2 Drift og vedligehold af ledningsnettet "]
[null,"1.3 Øvrige drifts- og vedligeholdelsesomkostninger",null,null,null,null,null,null,null,null,null,null,null,null,null,null,null,null,null,null,null,null,null,null,null,null,null,null,null,null,null,null,null,null,null,null,null,null,null,null,null,null,null,null,null,null,null,null,null,null,null,null,null,null,null,null,null,null,null,null,null,null,null,null,null,null,null,null,null,null,null,null,null,null,null,null,null,null,null,null,null,null,null,null,null,null,null,null,null,null,null,null,null,null,null,null,null,null,null,null,null,null,null,null,null,null,null,null,null,null,null,null,null,null,null,null,0]
[null,"2. MÅLERE"]
[null,"2.1 Drift og vedligeholdelse af målere",null,null,null,null,null,null,null,null,null,null,null,null,null,null,null,null,null,null,null,null,null,null,null,null,null,null,null,null,null,null,null,null,null,null,null,null,null,null,null,null,null,null,null,null,null,null,null,null,null,null,null,null,null,null,null,null,null,null,null,null,null,null,null,null,null,null,null,null,null,null,null,null,null,null,null,null,null,null,null,null,null,null,null,null,null,null,null,null,null,null,null,null,null,null,null,null,null,null,null,null,null,null,null,null,null,null,null,null,null,null,null,null,null,null,0]
[null,"2.2 Indhentning og validering af måledata",null,null,null,null,null,null,null,null,null,null,null,null,null,null,null,null,null,null,null,null,null,null,null,null,null,null,null,null,null,null,null,null,null,null,null,null,null,null,null,null,null,null,null,null,null,null,null,null,null,null,null,null,null,null,null,null,null,null,null,null,null,null,null,null,null,null,null,null,null,null,null,null,null,null,null,null,null,null,null,null,null,null,null,null,null,null,null,null,null,null,null,null,null,null,null,null,null,null,null,null,null,null,null,null,null,null,null,null,null,null,null,null,null,null,0,0]
[null,"3. OMKOSTNINGER TIL KUNDECENTER"]
[null,"3.1 Omkostninger til kundecenter",null,null,null,null,null,null,null,null,null,null,null,null,null,null,null,null,null,null,null,null,null,null,null,null,null,null,null,null,null,null,null,null,null,null,null,null,null,null,null,null,null,null,null,null,null,null,null,null,null,null,null,null,null,null,null,null,null,null,null,null,null,null,null,null,null,null,null,null,null,null,null,null,null,null,null,null,null,null,null,null,null,null,null,null,null,null,null,null,null,null,null,null,null,null,null,null,null,null,null,null,null,null,null,null,null,null,null,null,null,null,null,null,null,null,0,0]
[null,"4. GENEREL ADMINISTRATION "]
[null,"4.1 Generel administration",null,null,null,null,null,null,null,null,null,null,null,null,null,null,null,null,null,null,null,null,null,null,null,null,null,null,null,null,null,null,null,null,null,null,null,null,null,null,null,null,null,null,null,null,null,null,null,null,null,null,null,null,null,null,null,null,null,null,null,null,null,null,null,null,null,null,null,null,null,null,null,null,null,null,null,null,null,null,null,null,null,null,null,null,null,null,null,null,null,null,null,null,null,null,null,null,null,null,null,null,null,null,null,null,null,null,null,null,null,null,null,null,null,null,0,0]
[null,"5. ENERGISPAREINDSATS"]
[null,"5.1 Faste omkostninger til energispareindsats"]
[null,"5.2 Variable omkostninger til energispareindsats"]
[null,"6. NETTAB"]
[null,"6.1 Omkostninger ved nettab (kun ledningsnet)"]
[null,"6.2 Omkostninger ved nettab (transformerstationer)"]
[null,"7. ØVRIGE OMKOSTNINGER"]
[null,"7.1 Øvrige omkostninger",null,null,null,null,null,null,null,null,null,null,null,null,null,null,null,null,null,null,null,null,null,null,null,null,null,null,null,null,null,null,null,null,null,null,null,null,null,null,null,null,null,null,null,null,null,null,null,null,null,null,null,null,null,null,null,null,null,null,null,null,null,null,null,null,null,null,null,null,null,null,null,null,null,null,null,null,null,null,null,null,null,null,null,null,null,null,null,null,null,null,null,null,null,null,null,null,null,null,null,null,null,null,null,null,null,null,null,null,null,null,null,null,null,null,0]
[null,"8. AFSKRIVNINGER"]
[null,"8.1 Transformerstationer",null,null,null,null,null,null,null,null,null,null,null,null,null,null,null,null,null,null,null,null,null,null,null,null,null,null,null,null,null,null,null,null,null,null,null,null,null,null,null,null,null,null,null,null,null,null,null,null,null,null,null,null,null,null,null,null,null,null,null,null,null,null,null,null,null,null,null,null,null,null,null,null,null,null,null,null,null,null,null,null,null,null,null,null,null,null,null,null,null,null,null,null,null,null,null,null,null,null,null,null,null,null,null,null,null,null,null,null,null,null,null,null,null,null,0]
[null,"8.2 Netaktiver, ekskl. transformerstationer og målere",null,null,null,null,null,null,null,null,null,null,null,null,null,null,null,null,null,null,null,null,null,null,null,null,null,null,null,null,null,null,null,null,null,null,null,null,null,null,null,null,null,null,null,null,null,null,null,null,null,null,null,null,null,null,null,null,null,null,null,null,null,null,null,null,null,null,null,null,null,null,null,null,null,null,null,null,null,null,null,null,null,null,null,null,null,null,null,null,null,null,null,null,null,null,null,null,null,null,null,null,null,null,null,null,null,null,null,null,null,null,null,null,null,null,0]
[null,"8.3 Målere",null,null,null,null,null,null,null,null,null,null,null,null,null,null,null,null,null,null,null,null,null,null,null,null,null,null,null,null,null,null,null,null,null,null,null,null,null,null,null,null,null,null,null,null,null,null,null,null,null,null,null,null,null,null,null,null,null,null,null,null,null,null,null,null,null,null,null,null,null,null,null,null,null,null,null,null,null,null,null,null,null,null,null,null,null,null,null,null,null,null,null,null,null,null,null,null,null,null,null,null,null,null,null,null,null,null,null,null,null,null,null,null,null,null,0]
[null,"8.4 Øvrige anlægsaktiver",null,null,null,null,null,null,null,null,null,null,null,null,null,null,null,null,null,null,null,null,null,null,null,null,null,null,null,null,null,null,null,null,null,null,null,null,null,null,null,null,null,null,null,null,null,null,null,null,null,null,null,null,null,null,null,null,null,null,null,null,null,null,null,null,null,null,null,null,null,null,null,null,null,null,null,null,null,null,null,null,null,null,null,null,null,null,null,null,null,null,null,null,null,null,null,null,null,null,null,null,null,null,null,null,null,null,null,null,null,null,null,null,null,null,0]
[]
[]
[]
[null,"Total før afrunding",null,null,null,null,null,null,null,null,null,null,null,null,null,null,null,null,null,null,null,null,null,null,null,null,null,null,null,null,null,null,null,null,null,null,null,null,null,null,null,null,null,null,null,null,null,null,null,null,null,null,null,null,null,null,null,null,null,null,null,null,null,null,null,null,null,null,null,null,null,null,null,null,null,null,null,null,null,null,null,null,null,null,null,null,null,null,null,null,null,null,null,null,null,null,null,null,null,null,null,null,null,null,null,null,null,null,null,null,null,null,null,null,null,null,0,0]
[null,"Total efter afrunding",null,null,null,null,null,null,null,null,null,null,null,null,null,null,null,null,null,null,null,null,null,null,null,null,null,null,null,null,null,null,null,null,null,null,null,null,null,null,null,null,null,null,null,null,null,null,null,null,null,null,null,null,null,null,null,null,null,null,null,null,null,null,null,null,null,null,null,null,null,null,null,null,null,null,null,null,null,null,null,null,null,null,null,null,null,null,null,null,null,null,null,null,null,null,null,null,null,null,null,null,null,null,null,null,null,null,null,null,null,null,null,null,null,null,0,0]
[]
[null,"Beregning af provenu afvigelse grundet afrunding"]
[null,"Antal målere",null,null,null,null,null,null,null,null,null,null,null,null,null,null,null,null,null,null,null,null,null,null,null,null,null,null,null,null,null,null,null,null,null,null,null,null,null,null,null,null,null,null,null,null,null,null,null,null,null,null,null,null,null,null,null,null,null,null,null,null,null,null,null,null,null,null,null,null,null,null,null,null,null,null,null,null,null,null,null,null,null,null,null,null,null,null,null,null,null,null,null,null,null,null,null,null,null,null,null,null,null,null,null,null,null,null,null,null,null,null,null,null,null,null,0,0]
[null,"Afrundunding pr. Abon., kr",null,null,null,null,null,null,null,null,null,null,null,null,null,null,null,null,null,null,null,null,null,null,null,null,null,null,null,null,null,null,null,null,null,null,null,null,null,null,null,null,null,null,null,null,null,null,null,null,null,null,null,null,null,null,null,null,null,null,null,null,null,null,null,null,null,null,null,null,null,null,null,null,null,null,null,null,null,null,null,null,null,null,null,null,null,null,null,null,null,null,null,null,null,null,null,null,null,null,null,null,null,null,null,null,null,null,null,null,null,null,null,null,null,null,0,0]
[null,"Provenu afvigelse grundet afrunding",null,null,null,null,null,null,null,null,null,null,null,null,null,null,null,null,null,null,null,null,null,null,null,null,null,null,null,null,null,null,null,null,null,null,null,null,null,null,null,null,null,null,null,null,null,null,null,null,null,null,null,null,null,null,null,null,null,null,null,null,null,null,null,null,null,null,null,null,null,null,null,null,null,null,null,null,null,null,null,null,null,null,null,null,null,null,null,null,null,null,null,null,null,null,null,null,null,null,null,null,null,null,null,null,null,null,null,null,null,null,null,null,null,null,0,0]
[]
[null,"Omfordeling af provenueafvigelse grundet afrunding",null,"A","B","C"]
[null,"Povenuafv. abon. kr."]
[null,"Antal MWh"]
[null,"Tillæg til tarif, øre/kWh"]
[]
[]
[]
[]
[]
["Beregning af provenu pr. omkostningskategori"]
[]
[null,"Tabel: B.4.3.2 Omkostningskategorier",null,"A målere",null,null,null,null,null,"B målere",null,null,null,null,null,"C målere",null,null,"A høj",null,null,null,null,null,"A lav",null,null,null,null,null,"B høj",null,null,null,null,null,"B lav",null,null,null,null,null,"C",null,null,null,null,null,"A høj",null,null,null,null,null,"A lav",null,null,null,null,null,"B høj",null,null,null,null,null,"B lav",null,null,null,null,null,"C",null,null,null,null,null,"A høj",null,null,null,null,null,"A lav",null,null,null,null,null,"B høj",null,null,null,null,null,"B lav",null,null,null,null,null,"C",null,null,null,null,null,"A høj",null,"A lav",null,"B høj",null,"B lav",null,"C",null,null,"A","B","C","Total"]
[null,"1. DRIFT",null,null,null,null,null,null,null,null,null,null,null,null,null,null,null,null,null,null,null,null,null,null,null,null,null,null,null,null,null,null,null,null,null,null,null,null,null,null,null,null,null,null,null,null,null,null,null,null,null,null,null,null,null,null,null,null,null,null,null,null,null,null,null,null,null,null,null,null,null,null,null,null,null,null,null,null,null,null,null,null,null,null,null,null,null,null,null,null,null,null,null,null,null,null,null,null,null,null,null,null,null,null,null,null,null,null,null,null,null,null,null,null,null,null,null,null,null,null,null,0,0]
[null,"2. MÅLERE",null,null,null,null,null,null,null,null,null,null,null,null,null,null,null,null,null,null,null,null,null,null,null,null,null,null,null,null,null,null,null,null,null,null,null,null,null,null,null,null,null,null,null,null,null,null,null,null,null,null,null,null,null,null,null,null,null,null,null,null,null,null,null,null,null,null,null,null,null,null,null,null,null,null,null,null,null,null,null,null,null,null,null,null,null,null,null,null,null,null,null,null,null,null,null,null,null,null,null,null,null,null,null,null,null,null,null,null,null,null,null,null,null,null,null,null,null,null,null,19.848992869385331,100.00000000000001]
[null,"3. OMKOSTNINGER TIL KUNDECENTER",null,null,null,null,null,null,null,null,null,null,null,null,null,null,null,null,null,null,null,null,null,null,null,null,null,null,null,null,null,null,null,null,null,null,null,null,null,null,null,null,null,null,null,null,null,null,null,null,null,null,null,null,null,null,null,null,null,null,null,null,null,null,null,null,null,null,null,null,null,null,null,null,null,null,null,null,null,null,null,null,null,null,null,null,null,null,null,null,null,null,null,null,null,null,null,null,null,null,null,null,null,null,null,null,null,null,null,null,null,null,null,null,null,null,null,null,null,null,null,8.9285714285714306,25]
[null,"4. GENEREL ADMINISTRATION ",null,null,null,null,null,null,null,null,null,null,null,null,null,null,null,null,null,null,null,null,null,null,null,null,null,null,null,null,null,null,null,null,null,null,null,null,null,null,null,null,null,null,null,null,null,null,null,null,null,null,null,null,null,null,null,null,null,null,null,null,null,null,null,null,null,null,null,null,null,null,null,null,null,null,null,null,null,null,null,null,null,null,null,null,null,null,null,null,null,null,null,null,null,null,null,null,null,null,null,null,null,null,null,null,null,null,null,null,null,null,null,null,null,null,null,null,null,null,null,5.3571428571428577,15]
[null,"5. ENERGISPAREINDSATS",null,null,null,null,null,null,null,null,null,null,null,null,null,null,null,null,null,null,null,null,null,null,null,null,null,null,null,null,null,null,null,null,null,null,null,null,null,null,null,null,null,null,null,null,null,null,null,null,null,null,null,null,null,null,null,null,null,null,null,null,null,null,null,null,null,null,null,null,null,null,null,null,null,null,null,null,null,null,null,null,null,null,null,null,null,null,null,null,null,null,null,null,null,null,null,null,null,null,null,null,null,null,null,null,null,null,null,null,null,null,null,null,null,null,null,null,null,null,null,7.1428571428571432,20]
[null,"6. NETTAB",null,null,null,null,null,null,null,null,null,null,null,null,null,null,null,null,null,null,null,null,null,null,null,null,null,null,null,null,null,null,null,null,null,null,null,null,null,null,null,null,null,null,null,null,null,null,null,null,null,null,null,null,null,null,null,null,null,null,null,null,null,null,null,null,null,null,null,null,null,null,null,null,null,null,null,null,null,null,null,null,null,null,null,null,null,null,null,null,null,null,null,null,null,null,null,null,null,null,null,null,null,null,null,null,null,null,null,null,null,null,null,null,null,null,null,null,null,null,null,0,0]
[null,"7. ØVRIGE OMKOSTNINGER",null,null,null,null,null,null,null,null,null,null,null,null,null,null,null,null,null,null,null,null,null,null,null,null,null,null,null,null,null,null,null,null,null,null,null,null,null,null,null,null,null,null,null,null,null,null,null,null,null,null,null,null,null,null,null,null,null,null,null,null,null,null,null,null,null,null,null,null,null,null,null,null,null,null,null,null,null,null,null,null,null,null,null,null,null,null,null,null,null,null,null,null,null,null,null,null,null,null,null,null,null,null,null,null,null,null,null,null,null,null,null,null,null,null,null,null,null,null,null,0,0]
[null,"8. AFSKRIVNINGER",null,null,null,null,null,null,null,null,null,null,null,null,null,null,null,null,null,null,null,null,null,null,null,null,null,null,null,null,null,null,null,null,null,null,null,null,null,null,null,null,null,null,null,null,null,null,null,null,null,null,null,null,null,null,null,null,null,null,null,null,null,null,null,null,null,null,null,null,null,null,null,null,null,null,null,null,null,null,null,null,null,null,null,null,null,null,null,null,null,null,null,null,null,null,null,null,null,null,null,null,null,null,null,null,null,null,null,null,null,null,null,null,null,null,null,null,null,null,null,3.2131495227995757,45]
[]
[null,"FORRENTNING"]
[null,null,null,null,null,null,null,null,null,null,null,null,null,null,null,null,null,null,null,null,null,null,null,null,null,null,null,null,null,null,null,null,null,null,null,null,null,null,null,null,null,null,null,null,null,null,null,null,null,null,null,null,null,null,null,null,null,null,null,null,null,null,null,null,null,null,null,null,null,null,null,null,null,null,null,null,null,null,null,null,null,null,null,null,null,null,null,null,null,null,null,null,null,null,null,null,null,null,null,null,null,null,null,null,null,null,null,null,null,null,null,null,null,null,null,null,null,null,null,null,null,44.490713820756341,205]
[null,"Justering sfa. afrunding",null,null,null,null,null,null,null,null,null,null,null,null,null,null,null,null,null,null,null,null,null,null,null,null,null,null,null,null,null,null,null,null,null,null,null,null,null,null,null,null,null,null,null,null,null,null,null,null,null,null,null,null,null,null,null,null,null,null,null,null,null,null,null,null,null,null,null,null,null,null,null,null,null,null,null,null,null,null,null,null,null,null,null,null,null,null,null,null,null,null,null,null,null,null,null,null,null,null,null,null,null,null,null,null,null,null,null,null,null,null,null,null,null,null,null,null,null,null,null,0,0]
[null,"Total",null,null,null,null,null,null,null,null,null,null,null,null,null,null,null,null,null,null,null,null,null,null,null,null,null,null,null,null,null,null,null,null,null,null,null,null,null,null,null,null,null,null,null,null,null,null,null,null,null,null,null,null,null,null,null,null,null,null,null,null,null,null,null,null,null,null,null,null,null,null,null,null,null,null,null,null,null,null,null,null,null,null,null,null,null,null,null,null,null,null,null,null,null,null,null,null,null,null,null,null,null,null,null,null,null,null,null,null,null,null,null,null,null,null,null,null,null,null,null,44.490713820756341,205]